## JOB
JOB - one job: BOM, freight, labor, other direct costs, price build-up and close-out
Job name | Sample: 5 kWp / 6 kW / 11.7 kWh hybrid
Client
Site address | Pila-area site
Date
Extra km beyond a Pila-area site, one way | 0 | Input. Adds to the truck run and to crew transport each day
Extra toll per round trip for a farther site | 0 | Input
Net metering application? (Yes/No) | Yes
LABOR INPUTS
Roof difficulty factor | 0.75 | Simple roof by default; 1.00 = your 9.12 kWp multi-face roof; 1.25 two-storey or steep; 1.50 tile
Roof closed within (days) | 1
Max installation days | 2
Max pairs | 2 | Pairs of 1 skilled + 1 laborer on top of team lead + 1 laborer
Battery hauling hours per pack | 0.5 | 0.5 ground floor, short carry; 1.0 or more upstairs or long carry
Your days on site (optional) | 0
TAKEOFF FOR LABOR (worked out from the BOM below; type over a cell if a count is wrong)
Panels | 8
Hybrid inverters (incl. all-in-one) | 1
Grid-tie inverters | 0
Battery packs | 1
Heaviest battery pack, kg | 111
Enclosures (boxes) | 2
Breakers, SPDs, ATS | 13
Conduit and cable tray, m | 32 | Tray pieces counted as 2 m each; conduit sold by the roll is not counted - type over if needed
Wire, m | 65
String home-run MC4 pairs | 4
Ground rods | 1
BOM - enter DB codes and quantities (sample: the 6 kW hybrid from your rev2 package)
Code (input) | Qty (input) | Item | Category | Supplier | Unit | Landed cost per unit, before freight | Markup tier | Landed cost, line | Markup, line | Selling price, line | Truck share, line | Weight per unit, kg | Actual cost, line (close-out input) | Variance (actual - estimate) | Remarks | Rating | Hybrid inverter? (1/0)
BC-PNL-004 | 8 | 630W Bifacial solar panel | Solar Panel | Blue Carbon | pc | 5497.9295 | 10% | 43983.4364 | 4398.3436 | 48381.78 | 7.387% | 27.7 |  |  |  | 630 | 0
FS-INV-001 | 1 | 6 kW low-voltage hybrid inverter (grid-tie + backup) | Inverter | Felicity Solar | pc | 43042.3926 | 10% | 43042.3926 | 4304.2393 | 47346.6318 | 0.8167% | 24.5 |  |  |  | 6 | 1
FS-BAT-006 | 1 | LiFePO4 51.2V 230Ah (11.7 kWh), FLB IP65 | Battery | Felicity Solar | pc | 87192.0643 | 15% | 87192.0643 | 13078.8096 | 100270.8739 | 3.7% | 111 |  |  |  | 11.7 | 0
BC-MNT-001 | 8 | Rail 2.4 m | Mounting | Blue Carbon | pc | 555.2988 | 30% | 4442.3904 | 1332.7171 | 5775.1075 | 0.6933% | 2.6 |  |  |  | 0 | 0
BC-MNT-006 | 24 | L-leg (L-foot) | Mounting | Blue Carbon | pc | 71.6595 | 30% | 1719.8291 | 515.9487 | 2235.7778 | 0.12% | 0.15 |  |  |  | 0 | 0
BC-MNT-003 | 8 | End clamp | Mounting | Blue Carbon | pc | 39.9184 | 30% | 319.3474 | 95.8042 | 415.1516 | 0.02133% | 0.08 |  |  |  | 0 | 0
BC-MNT-004 | 12 | Mid clamp | Mounting | Blue Carbon | pc | 43.9984 | 30% | 527.9811 | 158.3943 | 686.3754 | 0.032% | 0.08 |  |  |  | 0 | 0
BC-MNT-005 | 4 | Rail splice | Mounting | Blue Carbon | pc | 61.4595 | 30% | 245.8382 | 73.7515 | 319.5896 | 0.02% | 0.15 |  |  |  | 0 | 0
BC-WIR-001 | 15 | Solar cable 4mm2, red | Wires and Terminations | Blue Carbon | m | 48.9202 | 30% | 733.8025 | 220.1408 | 953.9433 | 0.0275% | 0.055 |  |  |  | 0 | 0
BC-WIR-002 | 15 | Solar cable 4mm2, black | Wires and Terminations | Blue Carbon | m | 48.9202 | 30% | 733.8025 | 220.1408 | 953.9433 | 0.0275% | 0.055 |  |  |  | 0 | 0
IAN-WIR-004 | 35 | THHN 8.0mm2 EURO WIRES | Wires and Terminations | IAN Solar | m | 94.6782 | 30% | 3313.7378 | 994.1213 | 4307.8591 | 0.1202% | 0.103 |  |  |  | 0 | 0
OP-WIR-007 | 2 | 35mm2 - 1M w/ LUG PAIR | Wires and Terminations | One Point | pair | 1050.8132 | 30% | 2101.6265 | 630.4879 | 2732.1144 | 0.03133% | 0.47 |  |  |  | 0 | 0
IAN-WIR-026 | 4 | MC4 PAIR | Wires and Terminations | IAN Solar | pair | 42.0363 | 30% | 168.1453 | 50.4436 | 218.5889 | 0.0028% | 0.021 |  |  |  | 0 | 0
IAN-PRT-009 | 2 | SUNTREE DC BREAKER 2P 16A/25A 600V | Protective Devices | IAN Solar | pc | 500.4499 | 30% | 1000.8998 | 300.2699 | 1301.1697 | 0.01733% | 0.26 |  |  |  | 0 | 0
IAN-PRT-018 | 1 | SUNTREE DC SPD 2P 600V | Protective Devices | IAN Solar | pc | 1000.5191 | 30% | 1000.5191 | 300.1557 | 1300.6748 | 0.01% | 0.3 |  |  |  | 0 | 0
IAN-PRT-003 | 1 | SUNTREE DC BATTERY BREAKER 2P 250A 500V | Protective Devices | IAN Solar | pc | 2405.1909 | 30% | 2405.1909 | 721.5573 | 3126.7482 | 0.1% | 3 |  |  |  | 0 | 0
OP-PRT-035 | 1 | AC-2P-ATS-690V-63A - MINI | Protective Devices | One Point | pc | 2001.4708 | 30% | 2001.4708 | 600.4412 | 2601.912 | 0.02833% | 0.85 |  |  |  | 0 | 0
IAN-PRT-027 | 4 | SUNTREE AC BREAKER 2P 32A/63A 400V | Protective Devices | IAN Solar | pc | 250.4845 | 30% | 1001.9379 | 300.5814 | 1302.5193 | 0.03733% | 0.28 |  |  |  | 0 | 0
IAN-PRT-035 | 4 | SUNTREE AC SPD 2P 275V | Protective Devices | IAN Solar | pc | 400.5191 | 30% | 1602.0764 | 480.6229 | 2082.6993 | 0.04% | 0.3 |  |  |  | 0 | 0
OP-ENC-007 | 2 | METAL ENCLOSURE 50X40X20 | Enclosures and Raceways | One Point | pc | 2122.4996 | 30% | 4244.9992 | 1273.4998 | 5518.499 | 0.8669% | 11.2 |  |  |  | 0 | 0
OP-ENC-009 | 1 | Cable TRAY 60*60 - 2METER | Enclosures and Raceways | One Point | pc | 422.6183 | 30% | 422.6183 | 126.7855 | 549.4039 | 0.05044% | 1 |  |  |  | 0 | 0
IAN-ENC-011 | 30 | FLEX CONDUIT 32mm | Enclosures and Raceways | IAN Solar | m | 105.2249 | 30% | 3156.7482 | 947.0245 | 4103.7727 | 0.13% | 0.13 |  |  |  | 0 | 0
OP-GND-001 | 1 | GROUNDING ROD 3METER 16MM | Grounding | One Point | pc | 1232.2017 | 30% | 1232.2017 | 369.6605 | 1601.8622 | 0.158% | 4.74 |  |  |  | 0 | 0
IAN-GND-001 | 4 | EARTH LUG | Grounding | IAN Solar | pc | 51.1384 | 30% | 204.5537 | 61.3661 | 265.9198 | 0.01067% | 0.08 |  |  |  | 0 | 0
IAN-CSM-001 | 2 | SEALANT BLACK | Consumables | IAN Solar | pc | 330.6056 | 30% | 661.2112 | 198.3634 | 859.5746 | 0.02333% | 0.35 |  |  |  | 0 | 0
[6 empty] | 0 | 0% | 0 | 0 | 0 | 0% | 0 |  |  |  | 0 | 0
[6 empty] | 0 | 0% | 0 | 0 | 0 | 0% | 0 |  |  |  | 0 | 0
[6 empty] | 0 | 0% | 0 | 0 | 0 | 0% | 0 |  |  |  | 0 | 0
[6 empty] | 0 | 0% | 0 | 0 | 0 | 0% | 0 |  |  |  | 0 | 0
[6 empty] | 0 | 0% | 0 | 0 | 0 | 0% | 0 |  |  |  | 0 | 0
[6 empty] | 0 | 0% | 0 | 0 | 0 | 0% | 0 |  |  |  | 0 | 0
[6 empty] | 0 | 0% | 0 | 0 | 0 | 0% | 0 |  |  |  | 0 | 0
[6 empty] | 0 | 0% | 0 | 0 | 0 | 0% | 0 |  |  |  | 0 | 0
[6 empty] | 0 | 0% | 0 | 0 | 0 | 0% | 0 |  |  |  | 0 | 0
[6 empty] | 0 | 0% | 0 | 0 | 0 | 0% | 0 |  |  |  | 0 | 0
[6 empty] | 0 | 0% | 0 | 0 | 0 | 0% | 0 |  |  |  | 0 | 0
[6 empty] | 0 | 0% | 0 | 0 | 0 | 0% | 0 |  |  |  | 0 | 0
[6 empty] | 0 | 0% | 0 | 0 | 0 | 0% | 0 |  |  |  | 0 | 0
[6 empty] | 0 | 0% | 0 | 0 | 0 | 0% | 0 |  |  |  | 0 | 0
[6 empty] | 0 | 0% | 0 | 0 | 0 | 0% | 0 |  |  |  | 0 | 0
BOM total | [7 empty] | 207458.8212 | 31753.6709 | 239212.4922 | 14.47% |  | 0 |  | Add rows above 72 by inserting inside the range so the totals follow
FREIGHT - pickup run for the suppliers this job buys from
Stop | Location # | On this run? | Last stop so far | Leg km | Leg toll
Pila base | 1 | Yes | 1 | 0 | 0
IAN Solar | 2 | Yes | 2 | 110 | 1110
Felicity Solar | 3 | Yes | 3 | 22 | 528
One Point | 4 | Yes | 4 | 18 | 329
Blue Carbon | 5 | Yes | 5 | 20 | 149
Job site | 6 | Yes | 6 | 55 | 104
Pila base | 1 | Yes | 1 | 10 | 0
Loop km (+ 2 x extra km) | 235
Toll (+ extra toll) | 2220
Run cost | 17282.1429 | Ownership, driver, helper per trip-day + km x running cost + toll
Truck share of this BOM | 14.47%
Trips | 1 | A second trip is assumed to repeat the whole route
Freight | 17282.1429
LABOR, MOB/DEMOB AND TOOLS (from LABOR CALC, last column)
Installation man-hours | 15.8644
Crew | 1 team lead, 1 skilled, 2 laborers
Persons on site | 4
Installation days | 1
Person-days | 4
Labor | 6500
Mob/demob | 1300 | Extra km for a farther site added per day
Tools | 905.625
PRICE BUILD-UP
Markup on labor, mob/demob, tools, PPE and the seal (input) | 30% | Your "all others" tier
PPE per person-day (input) | 100 | Est. - harnesses, lifeline, insulated gloves, hard hats over about 3 years, plus disposable gloves and masks. Replace once you buy the PPE
OCM share of markup (input) | 50% | The rest is OP
Line | Direct cost | Markup tier | Markup | Selling price (before commission, VAT) | Actual cost (close-out input) | Remarks
Materials (BOM) | 207458.8212 | By item | 31753.6709 | 239212.4922 |  | Item tiers: panels and inverters 10%, batteries 15%, others 30%
Freight | 17282.1429 | 15% | 2592.3214 | 19874.4643
Labor | 6500 | 30% | 1950 | 8450
Mob/demob | 1300 | 30% | 390 | 1690
Tools | 905.625 | 30% | 271.6875 | 1177.3125
PPE | 400 | 30% | 120 | 520 |  | Est. per person-day
PEE sign and seal | 1000 | 30% | 300 | 1300 |  | Your figure: P1,000, one seal per job
LGU electrical permit and CFEI | 5000 | 0% | 0 | 5000 |  | Est. - ask the municipal engineering office for the actual fees. Passed through at cost
ERC Certificate of Compliance fee (net metering) | 1500 | 0% | 0 | 1500 |  | P1,500 per Meralco. Passed through at cost
Bi-directional meter difference (net metering) | 3000 | 0% | 0 | 3000 |  | Up to P3,000 for residential per Meralco (ERC advisory, Sep 22, 2025). Passed through at cost
Total | 244346.5891 | 15.3% | 37377.6799 | 281724.2689 |  | Markup over direct cost
Agent commission (5% of direct cost) | 12217.3295
Contract price, VAT-exclusive | 293941.5984
VAT 12% | 35272.9918
CONTRACT PRICE, VAT-inclusive | 329214.5902
Rounded up to the next P100 | 329300
Planned OCM | 18688.8399
Planned OP | 18688.8399
Array size, kWp | 5.04
Price per watt-peak, VAT-inclusive | 65.3373
CLOSE-OUT (fill the Actual column above and the BOM actuals as invoices come in)
Actual direct cost |  | Lines without an actual yet count at their estimate
Actual gross profit (contract ex-VAT - actual direct cost - commission)
OCM (stays at plan)
Actual OP

## MATERIALS DB
MATERIALS DB - landed cost per unit before freight, and selling price. Freight is one line per job. Sorted by category, then supplier
Code | Category (input) | Supplier (input) | Item | Model / spec | Unit | Sold as | List price, VAT-ex (input) | Dealer discount | Net price | Rating (input) | Rating unit | Net price per rating unit | Package weight kg (input) | Package volume m3 (input) | Weight/volume source | Truck share per unit | Units per full truck | Handling | Wastage | Payment fee | Storage (input) | LANDED COST before freight | Landed over net price | Markup tier | Selling price (before freight, commission, VAT) | Customer price (with 5% commission, VAT; freight not included) | Price list date | Previous price (Sep 7) | Remarks
BC-PNL-001 | Solar Panel | Blue Carbon | 585W Monofacial solar panel | BCT-585M10NH-144, TOPCon, 2278x1134x30 mm | pc | pc | 4950 | 0% | 4950 | 585 | W | 8.4615 | 26 | 0.08525 | Datasheet (volume +10% packing) | 0.8667% | 115 | 44.988 | 0 | 0 | 0 | 4994.988 | 0.9088% | 10% | 5494.4868 | 6433.5446 | Sep 19, 2026 | 4950 | Price list model code BCT-16M-144-585W
BC-PNL-002 | Solar Panel | Blue Carbon | 585W Bifacial solar panel | BCT-585M10NHB-144, TOPCon, 2278x1134x30 mm | pc | pc | 4980 | 0% | 4980 | 585 | W | 8.5128 | 30.2 | 0.08525 | Datasheet (volume +10% packing) | 1.007% | 99 | 52.2553 | 0 | 0 | 0 | 5032.2553 | 1.049% | 10% | 5535.4809 | 6481.5449 | Sep 19, 2026 | 4980
BC-PNL-003 | Solar Panel | Blue Carbon | 600W Monofacial solar panel | BCT-600G12RNH-132, TOPCon, 2382x1134x30 mm | pc | pc | 4999 | 0% | 4999 | 600 | W | 8.3317 | 27.7 | 0.08914 | Datasheet (volume +10% packing) | 0.9233% | 108 | 47.9295 | 0 | 0 | 0 | 5046.9295 | 0.9588% | 10% | 5551.6225 | 6500.4453 | Sep 19, 2026 | 4999 | CHECK: the Sep 7 list gives model BCT-G12RNHB-132-600, which is the bifacial code (32.0 kg). Confirm mono or bifacial
BC-PNL-004 | Solar Panel | Blue Carbon | 630W Bifacial solar panel | Datasheet received: BCT-630G12RNH-132 (monofacial), 2382x1134x30 mm | pc | pc | 5450 | 0% | 5450 | 630 | W | 8.6508 | 27.7 | 0.08914 | Datasheet (volume +10% packing) | 0.9233% | 108 | 47.9295 | 0 | 0 | 0 | 5497.9295 | 0.8794% | 10% | 6047.7225 | 7081.3333 | Sep 19, 2026 |  | CHECK: price list says bifacial, datasheet is monofacial. A bifacial 630 W would weigh about 32 kg. New on the Sep 19 list
IAN-PNL-001 | Solar Panel | IAN Solar | JA JAM66D46 720W N-TYPE BIFACIAL | JA Solar; 720 W; N-type; bifacial; Luzon branch price; large-format panel | pc | pc | 6750 | 0% | 6750 | 720 | W | 9.375 | 38.2 | 0.11276 | List panel weight; volume = panel size +10% (list packaging is per pallet) | 1.273% | 78 | 66.0978 | 0 | 0 | 0 | 6816.0978 | 0.9792% | 10% | 7497.7076 | 8779.134 | Sep 3, 2026
IAN-PNL-002 | Solar Panel | IAN Solar | IAN670-132BCDGF 670W N-TYPE BIFACIAL BC | IAN Solar; 670 W; N-type; bifacial; back-contact; Luzon branch price | pc | pc | 6400 | 0% | 6400 | 670 | W | 9.5522 | 32.5 | 0.08914 | List panel weight; volume = panel size +10% (list packaging is per pallet) | 1.083% | 92 | 56.235 | 0 | 0 | 0 | 6456.235 | 0.8787% | 10% | 7101.8585 | 8315.6307 | Sep 3, 2026
IAN-PNL-003 | Solar Panel | IAN Solar | JA JAM66D45 625W N-TYPE BIFACIAL | JA Solar; 625 W; N-type; bifacial; Luzon branch price | pc | pc | 6150 | 0% | 6150 | 625 | W | 9.84 | 33.1 | 0.08914 | List panel weight; volume = panel size +10% (list packaging is per pallet) | 1.103% | 90 | 57.2732 | 0 | 0 | 0 | 6207.2732 | 0.9313% | 10% | 6828.0005 | 7994.9679 | Sep 3, 2026
IAN-PNL-004 | Solar Panel | IAN Solar | JA JAM66D45 630W N-TYPE BIFACIAL | JA Solar; 630 W; N-type; bifacial; Luzon branch price | pc | pc | 6250 | 0% | 6250 | 630 | W | 9.9206 | 33.1 | 0.08914 | List panel weight; volume = panel size +10% (list packaging is per pallet) | 1.103% | 90 | 57.2732 | 0 | 0 | 0 | 6307.2732 | 0.9164% | 10% | 6938.0005 | 8123.7679 | Sep 3, 2026
OP-PNL-001 | Solar Panel | One Point | 200W 10BB MONO | Solar Homes; 200 W; Solar Homes | pc | pc | 3000 | 0% | 3000 | 200 | W | 15 | 14 | 0.04884 | List panel weight; volume = panel size +10% (list packaging is per pallet) | 0.4667% | 214 | 24.2243 | 0 | 0 | 0 | 3024.2243 | 0.8075% | 10% | 3326.6468 | 3895.2009 | Sep 11, 2026
OP-PNL-002 | Solar Panel | One Point | 150W 10BB MONO | Solar Homes; 150 W; Solar Homes | pc | pc | 2500 | 0% | 2500 | 150 | W | 16.6667 | 9.5 | 0.02638 | List panel weight; volume = panel size +10% (list packaging is per pallet) | 0.3167% | 315 | 16.4379 | 0 | 0 | 0 | 2516.4379 | 0.6575% | 10% | 2768.0817 | 3241.1721 | Sep 11, 2026
OP-PNL-003 | Solar Panel | One Point | 100W 10BB MONO | Solar Homes; 100 W; Solar Homes | pc | pc | 2000 | 0% | 2000 | 100 | W | 20 | 7.8 | 0.01806 | List panel weight; volume = panel size +10% (list packaging is per pallet) | 0.26% | 384 | 13.4964 | 0 | 0 | 0 | 2013.4964 | 0.6748% | 10% | 2214.846 | 2593.3834 | Sep 11, 2026
OP-PNL-004 | Solar Panel | One Point | TRINA-MONO-620W - N TYPE | Trina Solar; 620 W; N-type | pc | pc | 5900 | 0% | 5900 | 620 | W | 9.5161 | 27.9 | 0.08914 | List panel weight; volume = panel size +10% (list packaging is per pallet) | 0.93% | 107 | 48.2756 | 0 | 0 | 0 | 5948.2756 | 0.8182% | 10% | 6543.1032 | 7661.379 | Sep 11, 2026
OP-PNL-005 | Solar Panel | One Point | TRINA-MONO-630W - N TYPE | Trina Solar; 630 W; N-type | pc | pc | 6000 | 0% | 6000 | 630 | W | 9.5238 | 27.9 | 0.08914 | List panel weight; volume = panel size +10% (list packaging is per pallet) | 0.93% | 107 | 48.2756 | 0 | 0 | 0 | 6048.2756 | 0.8046% | 10% | 6653.1032 | 7790.179 | Sep 11, 2026
OP-PNL-006 | Solar Panel | One Point | AIKO ABC - 665W BI-FACIAL | Aiko; 665 W; bifacial; back-contact | pc | pc | 6600 | 0% | 6600 | 665 | W | 9.9248 | 32.5 | 0.08914 | List panel weight; volume = panel size +10% (list packaging is per pallet) | 1.083% | 92 | 56.235 | 0 | 0 | 0 | 6656.235 | 0.852% | 10% | 7321.8585 | 8573.2307 | Sep 11, 2026
BC-INV-001 | Inverter | Blue Carbon | 4 kW 24V hybrid off-grid inverter, single use | BCT-FXC-4KW | pc | pc | 12600 | 0% | 12600 | 4 | kW | 3150 | 8 | 0.045 | Est. | 0.3153% | 317 | 16.3647 | 0 | 0 | 0 | 12616.3647 | 0.1299% | 10% | 13878.0011 | 16249.8777 | Sep 19, 2026 | 12600 | Off-grid type
BC-INV-002 | Inverter | Blue Carbon | 6 kW 48V hybrid off-grid inverter, single use | BCT-FXC-6KW | pc | pc | 16200 | 0% | 16200 | 6 | kW | 2700 | 9 | 0.048 | Weight: -P datasheet; volume Est. | 0.3363% | 297 | 17.4556 | 0 | 0 | 0 | 16217.4556 | 0.1078% | 10% | 17839.2012 | 20888.0829 | Sep 19, 2026 | 16200 | Off-grid type
BC-INV-003 | Inverter | Blue Carbon | 6 kW 48V hybrid off-grid inverter, parallel | BCT-FXC-6KW-P, 510x306x115 mm | pc | pc | 17400 | 0% | 17400 | 6 | kW | 2900 | 9 | 0.048 | Weight: datasheet; volume Est. | 0.3363% | 297 | 17.4556 | 0 | 0 | 0 | 17417.4556 | 0.1003% | 10% | 19159.2012 | 22433.6829 | Sep 19, 2026 | 17400 | Off-grid type with feed-in; PV max 18A / 6,000 W, 500 Voc. CHECK grid-tie certification before any net-metered job
BC-INV-004 | Inverter | Blue Carbon | 6.5 kW 48V hybrid off-grid inverter, parallel | BCT-FXC-6.5KW-P | pc | pc | 20500 | 0% | 20500 | 6.5 | kW | 3153.8462 | 10 | 0.05 | Est. (datasheet not received) | 0.3503% | 285 | 18.183 | 0 | 0 | 0 | 20518.183 | 0.0887% | 10% | 22570.0013 | 26427.4197 | Sep 19, 2026 | 20500 | Off-grid type
BC-INV-005 | Inverter | Blue Carbon | 6.5 kW 48V hybrid off-grid inverter, parallel (H) | BCT-FXC-6.5KW-P-H | pc | pc | 22000 | 0% | 22000 | 6.5 | kW | 3384.6154 | 10 | 0.05 | Est. | 0.3503% | 285 | 18.183 | 0 | 0 | 0 | 22018.183 | 0.08265% | 10% | 24220.0013 | 28359.4197 | Sep 19, 2026 | 22000 | Off-grid type
BC-INV-006 | Inverter | Blue Carbon | 8 kW hybrid inverter (on/off-grid) | BCT-DLL-L1M3-8KW | pc | pc | 63500 | 0% | 63500 | 8 | kW | 7937.5 | 35.6 | 0.12 | Est. (same cabinet as 10/12 kW assumed) | 1.187% | 84 | 61.599 | 0 | 0 | 0 | 63561.599 | 0.09701% | 10% | 69917.7589 | 81867.3395 | Sep 19, 2026 | 65000
BC-INV-007 | Inverter | Blue Carbon | 10 kW hybrid inverter (on/off-grid) | BCT-DLL-L1M3-10KW, 420x670x233 mm | pc | pc | 79000 | 0% | 79000 | 10 | kW | 7900 | 35.6 | 0.12 | Weight: datasheet; volume Est. | 1.187% | 84 | 61.599 | 0 | 0 | 0 | 79061.599 | 0.07797% | 10% | 86967.7589 | 101831.3395 | Sep 19, 2026 | 90000 | 3 MPPT at 26A each; battery 220A; 16 units parallel; 5-yr warranty
BC-INV-008 | Inverter | Blue Carbon | 12 kW hybrid inverter (on/off-grid) | BCT-DLL-L1M3-12KW, 420x670x233 mm | pc | pc | 89000 | 0% | 89000 | 12 | kW | 7416.6667 | 35.6 | 0.12 | Weight: datasheet; volume Est. | 1.187% | 84 | 61.599 | 0 | 0 | 0 | 89061.599 | 0.06921% | 10% | 97967.7589 | 114711.3395 | Sep 19, 2026 | 95000 | 3 MPPT at 26A each; battery 250A; 5-yr warranty
FS-INV-001 | Inverter | Felicity Solar | 6 kW low-voltage hybrid inverter (grid-tie + backup) | IVGM6KLP1G2, 470x376x251 mm | pc | pc | 43000 | 0% | 43000 | 6 | kW | 7166.6667 | 24.5 | 0.09448 | Brochure: gross weight, package | 0.8167% | 122 | 42.3926 | 0 | 0 | 0 | 43042.3926 | 0.09859% | 10% | 47346.6318 | 55438.6016 | September 2026 |  | 2 MPPT, 18A each (27A short-circuit); battery 135A; IEC 61727 / 62116 listed; 10-yr warranty. Same price as the 6 kW inverter in the packages
FS-INV-002 | Inverter | Felicity Solar | 8 kW low-voltage hybrid inverter (grid-tie + backup) | IVGM8KLP1G1, 430x654x243 mm | pc | pc | 63000 | 0% | 63000 | 8 | kW | 7875 | 40.5 | 0.15412 | Brochure: gross weight, package | 1.35% | 74 | 70.0775 | 0 | 0 | 0 | 63070.0775 | 0.1112% | 10% | 69377.0852 | 81234.2598 | September 2026 |  | 2 MPPT, 26A each; battery 190A; 10-yr warranty. CHECK: grid certifications marked "in progress" and IEC 61727 / 62116 not listed - confirm before a net-metered job
FS-INV-003 | Inverter | Felicity Solar | 12 kW low-voltage hybrid inverter (grid-tie + backup) | IVGM16KLP1G1 | pc | pc | 102000 | 0% | 102000 | 12 | kW | 8500 | 40.5 | 0.154 | Est. (no spec in brochure; 8 kW used) | 1.35% | 74 | 70.0775 | 0 | 0 | 0 | 102070.0775 | 0.0687% | 10% | 112277.0852 | 131466.2598 | September 2026 |  | CHECK: model code says 16K, price list says 12 kW. No spec sheet received. 10-yr warranty
FS-INV-004 | Inverter | Felicity Solar | 50 kW high-voltage hybrid inverter, 3-phase | IVGM50KHP3G1, 940x582x340 mm | pc | pc | 216000 | 0% | 216000 | 50 | kW | 4320 | 107.1 | 0.40439 | Brochure: gross weight, package | 3.57% | 28 | 185.3161 | 0 | 0 | 0 | 216185.3161 | 0.08579% | 10% | 237803.8477 | 278446.6871 | September 2026 |  | Commercial, 3-phase, high-voltage battery. 10-yr warranty
FS-INV-005 | Inverter | Felicity Solar | 6 kW low-voltage off-grid inverter | IVEM6048-II, 420x335x142 mm | pc | pc | 19000 | 0% | 19000 | 6 | kW | 3166.6667 | 14.5 | 0.04612 | Brochure: package; gross weight Est. (net 12.5 kg) | 0.4833% | 206 | 25.0895 | 0 | 0 | 0 | 19025.0895 | 0.132% | 10% | 20927.5984 | 24504.3152 | September 2026 |  | Off-grid type, 1 MPPT 27A, 500 Voc. 2-yr warranty
FS-INV-006 | Inverter | Felicity Solar | 8 kW low-voltage off-grid inverter | IVEM8048-II, 607x464x141 mm | pc | pc | 32000 | 0% | 32000 | 8 | kW | 4000 | 26 | 0.10733 | Brochure: package; gross weight Est. (net 23.7 kg) | 0.8667% | 115 | 44.988 | 0 | 0 | 0 | 32044.988 | 0.1406% | 10% | 35249.4868 | 41273.9446 | September 2026 |  | Off-grid type, 2 x 20A PV. 2-yr warranty
FS-INV-007 | Inverter | Felicity Solar | 12 kW low-voltage off-grid inverter | IVEM12048(-II), 634x476x141 mm | pc | pc | 39000 | 0% | 39000 | 12 | kW | 3250 | 29.5 | 0.11126 | Brochure: package; gross weight Est. (net 26.8 kg) | 0.9833% | 101 | 51.0441 | 0 | 0 | 0 | 39051.0441 | 0.1309% | 10% | 42956.1485 | 50297.7448 | September 2026 |  | Off-grid type, 2 x 27A PV. 2-yr warranty. Price list says IVEM12048, brochure IVEM12048-II
FS-INV-008 | Inverter | Felicity Solar | 6 kW low-voltage eco-hybrid inverter | IVAM6048P1G1, 435x320x183 mm | pc | pc | 25000 | 0% | 25000 | 6 | kW | 4166.6667 | 15.5 | 0.05918 | Brochure: package; gross weight Est. (net 13.5 kg) | 0.5167% | 193 | 26.8198 | 0 | 0 | 0 | 25026.8198 | 0.1073% | 10% | 27529.5018 | 32234.5439 | September 2026 |  | Off-grid high-frequency type, 2 MPPT 20A each, battery 135A. Brochure: pilot production, specs may change. 5-yr warranty
IAN-INV-001 | Inverter | IAN Solar | SOLIS S6-GR1P6K GRID-TIE 6kW | Solis; 6 kW; Grid-tie 1P; -S = Bluetooth version | pc | pc | 25600 | 0% | 25600 | 6 | kW | 4266.6667 | 15 | 0.06929 | List: gross weight, packaging size | 0.5% | 200 | 25.9546 | 0 | 0 | 0 | 25625.9546 | 0.1014% | 10% | 28188.5501 | 33006.2296 | Sep 3, 2026
IAN-INV-002 | Inverter | IAN Solar | SOLIS S6-GR1P10K03-NV-ND GRID-TIE 10kW | Solis; 10 kW; Grid-tie 1P | pc | pc | 47000 | 0% | 47000 | 10 | kW | 4700 | 21.5 | 0.08463 | List: gross weight, packaging size | 0.7167% | 139 | 37.2016 | 0 | 0 | 0 | 47037.2016 | 0.07915% | 10% | 51740.9218 | 60583.9157 | Sep 3, 2026
IAN-INV-003 | Inverter | IAN Solar | SOLIS S5-GR1P8K GRID-TIE 8kW | Solis; 8 kW; Grid-tie 1P | pc | pc | 40000 | 0% | 40000 | 8 | kW | 5000 | 21.5 | 0.10234 | List: gross weight, packaging size | 0.717% | 139 | 37.2169 | 0 | 0 | 0 | 40037.2169 | 0.09304% | 10% | 44040.9386 | 51567.9354 | Sep 3, 2026
IAN-INV-004 | Inverter | IAN Solar | SOLIS S6-GR1P5K GRID-TIE 5kW | Solis; 5 kW; Grid-tie 1P | pc | pc | 25600 | 0% | 25600 | 5 | kW | 5120 | 15 | 0.06145 | List: gross weight, packaging size | 0.5% | 200 | 25.9546 | 0 | 0 | 0 | 25625.9546 | 0.1014% | 10% | 28188.5501 | 33006.2296 | Sep 3, 2026
IAN-INV-005 | Inverter | IAN Solar | SOLIS S6-GR1P3K GRID-TIE 3kW | Solis; 3 kW; Grid-tie 1P | pc | pc | 22000 | 0% | 22000 | 3 | kW | 7333.3333 | 9 | 0.05383 | List: gross weight, packaging size | 0.3771% | 265 | 19.5758 | 0 | 0 | 0 | 22019.5758 | 0.08898% | 10% | 24221.5334 | 28361.2136 | Sep 3, 2026
IAN-INV-006 | Inverter | IAN Solar | SOLIS S6-GC3P200K07-ND GRID-TIE 200kW 480V | Solis; 200 kW; 480V | pc | pc | 290000 | 0% | 290000 | 200 | kW | 1450 | 120 | 0.69575 | List: gross weight, packaging size | 4.874% | 20 | 253.016 | 0 | 0 | 0 | 290253.016 | 0.08725% | 10% | 319278.3176 | 373845.8846 | Sep 3, 2026
IAN-INV-007 | Inverter | IAN Solar | SOLIS S6-GC3P150K07-NV GRID-TIE 3P 150kW 380-400V | Solis; 150 kW; 380-400V | pc | pc | 250000 | 0% | 250000 | 150 | kW | 1666.6667 | 120 | 0.598 | List: gross weight, packaging size | 4.189% | 23 | 217.4683 | 0 | 0 | 0 | 250217.4683 | 0.08699% | 10% | 275239.2151 | 322280.0992 | Sep 3, 2026
IAN-INV-008 | Inverter | IAN Solar | SOLIS-110K-5G-PRO GRID-TIE 3P 110kW 380-400V | Solis; 110 kW; 380-400V | pc | pc | 217000 | 0% | 217000 | 110 | kW | 1972.7273 | 100 | 0.288 | List: gross weight, packaging size | 3.333% | 30 | 173.0309 | 0 | 0 | 0 | 217173.0309 | 0.07974% | 10% | 238890.3339 | 279718.8637 | Sep 3, 2026
IAN-INV-009 | Inverter | IAN Solar | SOLIS S5-GC125K-HV GRID-TIE 125kW 440-480V | Solis; 125 kW; 440-480V | pc | pc | 253000 | 0% | 253000 | 125 | kW | 2024 | 118 | 0.432 | List: gross weight, packaging size | 3.933% | 25 | 204.1764 | 0 | 0 | 0 | 253204.1764 | 0.0807% | 10% | 278524.5941 | 326126.9792 | Sep 3, 2026
IAN-INV-010 | Inverter | IAN Solar | SOLIS S5-GC100K-HV GRID-TIE 100kW 440-480V | Solis; 100 kW; 440-480V | pc | pc | 229000 | 0% | 229000 | 100 | kW | 2290 | 100 | 0.45 | List: gross weight, packaging size | 3.333% | 30 | 173.0309 | 0 | 0 | 0 | 229173.0309 | 0.07556% | 10% | 252090.3339 | 295174.8637 | Sep 3, 2026
IAN-INV-011 | Inverter | IAN Solar | SOLIS S5-GC60K-HV GRID-TIE 60kW 440-480V | Solis; 60 kW; 440-480V | pc | pc | 149000 | 0% | 149000 | 60 | kW | 2483.3333 | 63 | 0.2448 | List: gross weight, packaging size | 2.1% | 47 | 109.0094 | 0 | 0 | 0 | 149109.0094 | 0.07316% | 10% | 164019.9104 | 192052.4042 | Sep 3, 2026
IAN-INV-012 | Inverter | IAN Solar | SOLIS S5-GC50K-HV GRID-TIE 50kW 440-480V | Solis; 50 kW; 440-480V | pc | pc | 138000 | 0% | 138000 | 50 | kW | 2760 | 48 | 0.1971 | List: gross weight, packaging size | 1.6% | 62 | 83.0548 | 0 | 0 | 0 | 138083.0548 | 0.06018% | 10% | 151891.3603 | 177850.9746 | Sep 3, 2026
IAN-INV-013 | Inverter | IAN Solar | SOLIS S6-GC3P100K07-LV-ND GRID-TIE 3P 100kW 220-230V | Solis; 100 kW; 220-230V | pc | pc | 290000 | 0% | 290000 | 100 | kW | 2900 | 118 | 0.58604 | List: gross weight, packaging size | 4.106% | 24 | 213.1189 | 0 | 0 | 0 | 290213.1189 | 0.07349% | 10% | 319234.4308 | 373794.4972 | Sep 3, 2026
IAN-INV-014 | Inverter | IAN Solar | SOLIS GRID-TIE 3P 75kW 220-230V | Solis; 75 kW; 220-230V | pc | pc | 237000 | 0% | 237000 | 75 | kW | 3160 | 125 | 0.50625 | List: gross weight, packaging size | 4.167% | 24 | 216.2886 | 0 | 0 | 0 | 237216.2886 | 0.09126% | 10% | 260937.9174 | 305534.5797 | Sep 3, 2026
IAN-INV-015 | Inverter | IAN Solar | SOLIS GRID-TIE 3P 60kW 220-230V | Solis; 60 kW; 220-230V | pc | pc | 217000 | 0% | 217000 | 60 | kW | 3616.6667 | 105 | 0.45 | List: gross weight, packaging size | 3.5% | 28 | 181.6824 | 0 | 0 | 0 | 217181.6824 | 0.08372% | 10% | 238899.8506 | 279730.0069 | Sep 3, 2026
IAN-INV-016 | Inverter | IAN Solar | SOLIS GRID-TIE 3P 50kW 220-230V | Solis; 50 kW; 220-230V | pc | pc | 210000 | 0% | 210000 | 50 | kW | 4200 | 110 | 0.51562 | List: gross weight, packaging size | 3.667% | 27 | 190.3339 | 0 | 0 | 0 | 210190.3339 | 0.09064% | 10% | 231209.3673 | 270725.1501 | Sep 3, 2026
IAN-INV-017 | Inverter | IAN Solar | SOLIS GRID-TIE 3P 30kW 220-230V | Solis; 30 kW; 220-230V | pc | pc | 141000 | 0% | 141000 | 30 | kW | 4700 | 68.5 | 0.27536 | List: gross weight, packaging size | 2.283% | 43 | 118.5261 | 0 | 0 | 0 | 141118.5261 | 0.08406% | 10% | 155230.3788 | 181760.6617 | Sep 3, 2026
IAN-INV-018 | Inverter | IAN Solar | SOLIS GRID-TIE 3P 25kW 220-230V | Solis; 25 kW; 220-230V | pc | pc | 130000 | 0% | 130000 | 25 | kW | 5200 | 52 | 0.1998 | List: gross weight, packaging size | 1.733% | 57 | 89.976 | 0 | 0 | 0 | 130089.976 | 0.06921% | 10% | 143098.9737 | 167555.8891 | Sep 3, 2026
IAN-INV-019 | Inverter | IAN Solar | SOLIS GRID-TIE 3P 20kW 220-230V | Solis; 20 kW; 220-230V; S5-GC20K-LV / S6-GC3P20K04-LV-ND | pc | pc | 118000 | 0% | 118000 | 20 | kW | 5900 | 25 | 0.09702 | List: gross weight, packaging size | 0.8333% | 120 | 43.2577 | 0 | 0 | 0 | 118043.2577 | 0.03666% | 10% | 129847.5835 | 152039.7159 | Sep 3, 2026
IAN-INV-020 | Inverter | IAN Solar | SOLIS S5-GC15K-LV GRID-TIE 3P 15kW 220-230V | Solis; 15 kW; 220-230V | pc | pc | 105000 | 0% | 105000 | 15 | kW | 7000 | 44 | 0.1971 | List: gross weight, packaging size | 1.467% | 68 | 76.1336 | 0 | 0 | 0 | 105076.1336 | 0.07251% | 10% | 115583.7469 | 135338.06 | Sep 3, 2026
IAN-INV-021 | Inverter | IAN Solar | SOLIS S5-GR3P10K-LV GRID-TIE 3P 10kW 220-230V | Solis; 10 kW; 220-230V | pc | pc | 71000 | 0% | 71000 | 10 | kW | 7100 | 23.5 | 0.09195 | List: gross weight, packaging size | 0.7833% | 127 | 40.6623 | 0 | 0 | 0 | 71040.6623 | 0.05727% | 10% | 78144.7285 | 91500.373 | Sep 3, 2026
IAN-INV-022 | Inverter | IAN Solar | SOLIS S6-EH1P10K-L-PLUS HYBRID 10kW | Solis; 10 kW; LV battery; Hybrid 1P LV battery (21A) | pc | pc | 68000 | 0% | 68000 | 10 | kW | 6800 | 33 | 0.1295 | List: gross weight, packaging size | 1.1% | 90 | 57.1002 | 0 | 0 | 0 | 68057.1002 | 0.08397% | 10% | 74862.8102 | 87657.545 | Sep 3, 2026
IAN-INV-023 | Inverter | IAN Solar | SOLIS S6-EH1P12K03-NV-YD-L HYBRID 12kW | Solis; 12 kW; List says '12W' - typo for 12kW | pc | pc | 82000 | 0% | 82000 | 12 | kW | 6833.3333 | 61.5 | 0.24067 | List: gross weight, packaging size | 2.05% | 48 | 106.414 | 0 | 0 | 0 | 82106.414 | 0.1298% | 10% | 90317.0554 | 105753.0612 | Sep 3, 2026 |  | CHECK: see Model / spec column
IAN-INV-024 | Inverter | IAN Solar | SOLIS S6-EH1P16K03-NV-YD-L HYBRID 16kW | Solis; 16 kW; LV battery; Hybrid 1P LV battery | pc | pc | 113000 | 0% | 113000 | 16 | kW | 7062.5 | 55.5 | 0.19323 | List: gross weight, packaging size | 1.85% | 54 | 96.0321 | 0 | 0 | 0 | 113096.0321 | 0.08498% | 10% | 124405.6353 | 145667.6894 | Sep 3, 2026
IAN-INV-025 | Inverter | IAN Solar | SOLIS S6-EH1P6K-L-PLUS HYBRID 6kW | Solis; 6 kW; LV battery; Hybrid 1P LV battery | pc | pc | 43000 | 0% | 43000 | 6 | kW | 7166.6667 | 27.5 | 0.10613 | List: gross weight, packaging size | 0.9167% | 109 | 47.5835 | 0 | 0 | 0 | 43047.5835 | 0.1107% | 10% | 47352.3418 | 55445.2875 | Sep 3, 2026
IAN-INV-026 | Inverter | IAN Solar | SOLIS S6-EH1P8K-L-PLUS HYBRID 8kW | Solis; 8 kW; LV battery; Hybrid 1P LV battery | pc | pc | 59000 | 0% | 59000 | 8 | kW | 7375 | 33.4 | 0.1295 | List: gross weight, packaging size | 1.113% | 89 | 57.7923 | 0 | 0 | 0 | 59057.7923 | 0.09795% | 10% | 64963.5715 | 76066.4365 | Sep 3, 2026
IAN-INV-027 | Inverter | IAN Solar | SOLIS S6-EH1P5K-L-PLUS HYBRID 5kW | Solis; 5 kW; LV battery; Hybrid 1P LV battery | pc | pc | 41000 | 0% | 41000 | 5 | kW | 8200 | 25 | 0.0649 | List: gross weight, packaging size | 0.8333% | 120 | 43.2577 | 0 | 0 | 0 | 41043.2577 | 0.1055% | 10% | 45147.5835 | 52863.7159 | Sep 3, 2026
IAN-INV-028 | Inverter | IAN Solar | SOLIS S6-EH3P125K10-NV-YD-H HYBRID 3P 125kW 380-400V | Solis; 125 kW; 380-400V; HV battery | pc | pc | 580000 | 0% | 580000 | 125 | kW | 4640 | 235 | 0.78 | List: gross weight, packaging size | 7.833% | 12 | 406.6225 | 0 | 0 | 0 | 580406.6225 | 0.07011% | 10% | 638447.2848 | 747563.7298 | Sep 3, 2026
IAN-INV-029 | Inverter | IAN Solar | SOLIS S6-EH3P50K-H HYBRID 3P 50kW 380-400V | Solis; 50 kW; 380-400V; HV battery | pc | pc | 310000 | 0% | 310000 | 50 | kW | 6200 | 88 | 0.30712 | List: gross weight, packaging size | 2.933% | 34 | 152.2672 | 0 | 0 | 0 | 310152.2672 | 0.04912% | 10% | 341167.4939 | 399476.1201 | Sep 3, 2026
IAN-INV-030 | Inverter | IAN Solar | SOLIS S6-EH3P75K10-LV-YD-H HYBRID 3P 75kW 220-230V | Solis; 75 kW; 220-230V; HV battery | pc | pc | 580000 | 0% | 580000 | 75 | kW | 7733.3333 | 170.1 | 0.51718 | List: gross weight, packaging size | 5.67% | 17 | 294.3255 | 0 | 0 | 0 | 580294.3255 | 0.05075% | 10% | 638323.758 | 747419.0912 | Sep 3, 2026
IAN-INV-031 | Inverter | IAN Solar | SOLIS S6-EH3P15K02-NV-YD-L HYBRID 3P 15kW 380-400V | Solis; 15 kW; 380-400V; LV battery | pc | pc | 124000 | 0% | 124000 | 15 | kW | 8266.6667 | 48 | 0.17601 | List: gross weight, packaging size | 1.6% | 62 | 83.0548 | 0 | 0 | 0 | 124083.0548 | 0.06698% | 10% | 136491.3603 | 159818.9746 | Sep 3, 2026
IAN-INV-032 | Inverter | IAN Solar | SOLIS S6-EH3P60K10-LV-YD-H HYBRID 3P 60kW 220-230V | Solis; 60 kW; 220-230V; HV battery | pc | pc | 500000 | 0% | 500000 | 60 | kW | 8333.3333 | 205 | 0.7938 | List: gross weight, packaging size | 6.833% | 14 | 354.7133 | 0 | 0 | 0 | 500354.7133 | 0.07094% | 10% | 550390.1846 | 644456.8707 | Sep 3, 2026
IAN-INV-033 | Inverter | IAN Solar | SOLIS S6-EH3P30K-H-LV HYBRID 3P 30kW 220-230V | Solis; confirm 30 kW; 220-230V; HV battery; HV battery; list shows '259,00' - | pc | pc | 259000 | 0% | 259000 | 30 | kW | 8633.3333 | 80 | 0.1995 | List: gross weight, packaging size | 2.667% | 37 | 138.4247 | 0 | 0 | 0 | 259138.4247 | 0.05345% | 10% | 285052.2672 | 333770.291 | Sep 3, 2026 |  | CHECK: see Model / spec column
IAN-INV-034 | Inverter | IAN Solar | SOLIS S6-EH3P9K02-LV-YD-L HYBRID 3P 9kW 220-230V | Solis; 9 kW; 220-230V; LV battery | pc | pc | 110000 | 0% | 110000 | 9 | kW | 12222.2222 | 45 | 0.156 | List: gross weight, packaging size | 1.5% | 66 | 77.8639 | 0 | 0 | 0 | 110077.8639 | 0.07079% | 10% | 121085.6503 | 141780.2887 | Sep 3, 2026
IAN-INV-035 | Inverter | IAN Solar | SOLIS S6-EO1P5K-48 OFF-GRID 5kW | Solis; 5 kW; Off-grid 1P LV | pc | pc | 30000 | 0% | 30000 | 5 | kW | 6000 | 16 | 0.0588 | List: gross weight, packaging size | 0.5333% | 187 | 27.6849 | 0 | 0 | 0 | 30027.6849 | 0.09228% | 10% | 33030.4534 | 38675.6582 | Sep 3, 2026
OP-INV-001 | Inverter | One Point | 40A ONE MPPT - 12/24/48V | One Solar | pc | pc | 4500 | 0% | 4500 |  |  |  | 2.5 | 0.00653 | List: gross weight, packaging size | 0.08333% | 1200 | 4.3258 | 0 | 0 | 0 | 4504.3258 | 0.09613% | 10% | 4954.7583 | 5801.5716 | Sep 11, 2026
OP-INV-002 | Inverter | One Point | 60A ONE MPPT - 12/24/48V | One Solar | pc | pc | 5500 | 0% | 5500 |  |  |  | 3.9 | 0.01612 | List: gross weight, packaging size | 0.13% | 769 | 6.7482 | 0 | 0 | 0 | 5506.7482 | 0.1227% | 10% | 6057.423 | 7092.6917 | Sep 11, 2026
OP-INV-003 | Inverter | One Point | 100A ONE MPPT - 12/24/48V | One Solar | pc | pc | 6500 | 0% | 6500 |  |  |  | 0.95 | 0.00294 | List: gross weight, packaging size | 0.03167% | 3157 | 1.6438 | 0 | 0 | 0 | 6501.6438 | 0.02529% | 10% | 7151.8082 | 8374.1172 | Sep 11, 2026
OP-INV-004 | Inverter | One Point | DEYE 1P-8.0KW GRID-TIE | Deye; 8 kW | pc | pc | 28000 | 0% | 28000 | 8 | kW | 3500 | 18 | 0.05 | List: gross weight, packaging size | 0.6% | 166 | 31.1456 | 0 | 0 | 0 | 28031.1456 | 0.1112% | 10% | 30834.2601 | 36104.1155 | Sep 11, 2026
OP-INV-005 | Inverter | One Point | DEYE 1P-10.0KW GRID-TIE | Deye; 10 kW | pc | pc | 35000 | 0% | 35000 | 10 | kW | 3500 | 18 | 0.07093 | List: gross weight, packaging size | 0.6% | 166 | 31.1456 | 0 | 0 | 0 | 35031.1456 | 0.08899% | 10% | 38534.2601 | 45120.1155 | Sep 11, 2026
OP-INV-006 | Inverter | One Point | DEYE 1P-6.0KW GRID-TIE | Deye; 6 kW | pc | pc | 25000 | 0% | 25000 | 6 | kW | 4166.6667 | 9.5 | 0.05676 | List: gross weight, packaging size | 0.3976% | 251 | 20.6413 | 0 | 0 | 0 | 25020.6413 | 0.08257% | 10% | 27522.7054 | 32226.586 | Sep 11, 2026
OP-INV-007 | Inverter | One Point | DEYE 1P-3.6KW GRID-TIE | Deye; 3.6 kW | pc | pc | 16000 | 0% | 16000 | 3.6 | kW | 4444.4444 | 13.5 | 0.05084 | List: gross weight, packaging size | 0.45% | 222 | 23.3592 | 0 | 0 | 0 | 16023.3592 | 0.146% | 10% | 17625.6951 | 20638.0866 | Sep 11, 2026
OP-INV-008 | Inverter | One Point | DEYE-3P-050KW 380V | Deye; 50 kW; 380V | pc | pc | 100000 | 0% | 100000 | 50 | kW | 2000 | 45 | 0.1134 | List: gross weight, packaging size | 1.5% | 66 | 77.8639 | 0 | 0 | 0 | 100077.8639 | 0.07786% | 10% | 110085.6503 | 128900.2887 | Sep 11, 2026
OP-INV-009 | Inverter | One Point | DEYE-3P-100KW 380V | Deye; 100 kW; 380V | pc | pc | 200000 | 0% | 200000 | 100 | kW | 2000 | 96 | 0.50358 | List: gross weight, packaging size | 3.528% | 28 | 183.1316 | 0 | 0 | 0 | 200183.1316 | 0.09157% | 10% | 220201.4447 | 257835.8735 | Sep 11, 2026
OP-INV-010 | Inverter | One Point | DEYE-3P-125KW 480V | Deye; 125 kW; 480V | pc | pc | 250000 | 0% | 250000 | 125 | kW | 2000 | 113 | 0.264 | List: gross weight, packaging size | 3.767% | 26 | 195.5249 | 0 | 0 | 0 | 250195.5249 | 0.07821% | 10% | 275215.0774 | 322251.836 | Sep 11, 2026
OP-INV-011 | Inverter | One Point | DEYE 3P-75KW LV - GRID TIE | Deye; 75 kW | pc | pc | 200000 | 0% | 200000 | 75 | kW | 2666.6667 | 120 | 0.36984 | List net (gross 103 kg is below net 120 kg) | 4% | 25 | 207.637 | 0 | 0 | 0 | 200207.637 | 0.1038% | 10% | 220228.4007 | 257867.4365 | Sep 11, 2026
OP-INV-012 | Inverter | One Point | DEYE 3P-50KW LV - GRID TIE | Deye; 50 kW | pc | pc | 150000 | 0% | 150000 | 50 | kW | 3000 | 80 | 0.25725 | List: gross weight, packaging size | 2.667% | 37 | 138.4247 | 0 | 0 | 0 | 150138.4247 | 0.09228% | 10% | 165152.2672 | 193378.291 | Sep 11, 2026
OP-INV-013 | Inverter | One Point | DEYE 3P-60KW LV - GRID TIE | Deye; 60 kW | pc | pc | 180000 | 0% | 180000 | 60 | kW | 3000 | 125 | 0.4025 | List: gross weight, packaging size | 4.167% | 24 | 216.2886 | 0 | 0 | 0 | 180216.2886 | 0.1202% | 10% | 198237.9174 | 232118.5797 | Sep 11, 2026
OP-INV-014 | Inverter | One Point | DEYE 3P-30KW LV - GRID TIE | Deye; 30 kW | pc | pc | 100000 | 0% | 100000 | 30 | kW | 3333.3333 | 43 | 0.12852 | List: gross weight, packaging size | 1.433% | 69 | 74.4033 | 0 | 0 | 0 | 100074.4033 | 0.0744% | 10% | 110081.8436 | 128895.8314 | Sep 11, 2026
OP-INV-015 | Inverter | One Point | DEYE 3P-20KW LV - GRID TIE | Deye; 20 kW | pc | pc | 80000 | 0% | 80000 | 20 | kW | 4000 | 35 | 0.065 | List: gross weight, packaging size | 1.167% | 85 | 60.5608 | 0 | 0 | 0 | 80060.5608 | 0.0757% | 10% | 88066.6169 | 103118.0023 | Sep 11, 2026
OP-INV-016 | Inverter | One Point | DEYE 3P-10KW LV - GRID TIE | Deye; 10 kW | pc | pc | 50000 | 0% | 50000 | 10 | kW | 5000 | 24.5 | 0.08971 | List: gross weight, packaging size | 0.8167% | 122 | 42.3926 | 0 | 0 | 0 | 50042.3926 | 0.08479% | 10% | 55046.6318 | 64454.6016 | Sep 11, 2026
OP-INV-017 | Inverter | One Point | DEYE 1P 12KW HYBRID 18/36/36A | Deye; 12 kW; MPPT 18/36/36A | pc | pc | 85000 | 0% | 85000 | 12 | kW | 7083.3333 | 42 | 0.19003 | List: gross weight, packaging size | 1.4% | 71 | 72.673 | 0 | 0 | 0 | 85072.673 | 0.0855% | 10% | 93579.9403 | 109573.6028 | Sep 11, 2026
OP-INV-018 | Inverter | One Point | DEYE 1P 6KW HYBRID 18/18A | Deye; 6 kW; MPPT 18/18A | pc | pc | 43000 | 0% | 43000 | 6 | kW | 7166.6667 | 30 | 0.12124 | List: gross weight, packaging size | 1% | 100 | 51.9093 | 0 | 0 | 0 | 43051.9093 | 0.1207% | 10% | 47357.1002 | 55450.8591 | Sep 11, 2026
OP-INV-019 | Inverter | One Point | DEYE 1P 18KW HYBRID 36/36/36A | Deye; 18 kW; MPPT 36/36/36A | pc | pc | 130000 | 0% | 130000 | 18 | kW | 7222.2222 | 70 | 0.13519 | List: gross weight, packaging size | 2.333% | 42 | 121.1216 | 0 | 0 | 0 | 130121.1216 | 0.09317% | 10% | 143133.2338 | 167596.0046 | Sep 11, 2026
OP-INV-020 | Inverter | One Point | DEYE 1P 8KW HYBRID 36/18/18A | Deye; 8 kW; MPPT 36/18/18A | pc | pc | 58000 | 0% | 58000 | 8 | kW | 7250 | 37 | 0.14882 | List: gross weight, packaging size | 1.233% | 81 | 64.0214 | 0 | 0 | 0 | 58064.0214 | 0.1104% | 10% | 63870.4236 | 74786.4596 | Sep 11, 2026
OP-INV-021 | Inverter | One Point | DEYE 1P 10KW HYBRID 36/18/18A | Deye; 10 kW; MPPT 36/18/18A | pc | pc | 75000 | 0% | 75000 | 10 | kW | 7500 | 42 | 0.139 | List: gross weight, packaging size | 1.4% | 71 | 72.673 | 0 | 0 | 0 | 75072.673 | 0.0969% | 10% | 82579.9403 | 96693.6028 | Sep 11, 2026
OP-INV-022 | Inverter | One Point | DEYE 1P 16KW HYBRID 36/36/36A | Deye; 16 kW; MPPT 36/36/36A | pc | pc | 120000 | 0% | 120000 | 16 | kW | 7500 | 65 | 0.19578 | List: gross weight, packaging size | 2.167% | 46 | 112.4701 | 0 | 0 | 0 | 120112.4701 | 0.09373% | 10% | 132123.7171 | 154704.8614 | Sep 11, 2026
OP-INV-023 | Inverter | One Point | DEYE 3P400V 80kw HYBRID HV BATT | Deye; 80 kW; 400V; HV battery | pc | pc | 350000 | 0% | 350000 | 80 | kW | 4375 | 130 | 0.34492 | List: gross weight, packaging size | 4.333% | 23 | 224.9401 | 0 | 0 | 0 | 350224.9401 | 0.06427% | 10% | 385247.4341 | 451089.7229 | Sep 11, 2026
OP-INV-024 | Inverter | One Point | DEYE 3P400V 50kw HYBRID HV BATT | Deye; 50 kW; 400V; HV battery | pc | pc | 280000 | 0% | 280000 | 50 | kW | 5600 | 98 | 0.25725 | List: gross weight, packaging size | 3.267% | 30 | 169.5702 | 0 | 0 | 0 | 280169.5702 | 0.06056% | 10% | 308186.5273 | 360858.4065 | Sep 11, 2026
OP-INV-025 | Inverter | One Point | DEYE 3P 70kw LV HYBRID HV BATT | Deye; 70 kW; HV battery | pc | pc | 480000 | 0% | 480000 | 70 | kW | 6857.1429 | 125 | 0.396 | List: gross weight, packaging size | 4.167% | 24 | 216.2886 | 0 | 0 | 0 | 480216.2886 | 0.04506% | 10% | 528237.9174 | 618518.5797 | Sep 11, 2026
OP-INV-026 | Inverter | One Point | DEYE 3P400V 20kw HYBRID LV BATT | Deye; 20 kW; 400V; LV battery | pc | pc | 150000 | 0% | 150000 | 20 | kW | 7500 | 57.5 | 0.18514 | List: gross weight, packaging size | 1.917% | 52 | 99.4927 | 0 | 0 | 0 | 150099.4927 | 0.06633% | 10% | 165109.442 | 193328.1467 | Sep 11, 2026
OP-INV-027 | Inverter | One Point | DEYE 3P400V 12kw HYBRID LV BATT | Deye; 12 kW; 400V; LV battery | pc | pc | 95000 | 0% | 95000 | 12 | kW | 7916.6667 | 46 | 0.21941 | List: gross weight, packaging size | 1.537% | 65 | 79.7905 | 0 | 0 | 0 | 95079.7905 | 0.08399% | 10% | 104587.7696 | 122462.7702 | Sep 11, 2026
OP-INV-028 | Inverter | One Point | DEYE 3P 30kw LV HYBRID HV BATT | Deye; 30 kW; HV battery | pc | pc | 250000 | 0% | 250000 | 30 | kW | 8333.3333 | 105 | 0.1995 | List: gross weight, packaging size | 3.5% | 28 | 181.6824 | 0 | 0 | 0 | 250181.6824 | 0.07267% | 10% | 275199.8506 | 322234.0069 | Sep 11, 2026
OP-INV-029 | Inverter | One Point | 48V6000W OS WALL TYPE | One Solar; 6 kW; Off-grid | pc | pc | 26000 | 0% | 26000 | 6 | kW | 4333.3333 | 35 | 0.06199 | List: gross weight, packaging size | 1.167% | 85 | 60.5608 | 0 | 0 | 0 | 26060.5608 | 0.2329% | 10% | 28666.6169 | 33566.0023 | Sep 11, 2026
OP-INV-030 | Inverter | One Point | 24V3000W OS WALL TYPE | One Solar; 3 kW; Off-grid | pc | pc | 14500 | 0% | 14500 | 3 | kW | 4833.3333 | 11.7 | 0.05141 | List: gross weight, packaging size | 0.39% | 256 | 20.2446 | 0 | 0 | 0 | 14520.2446 | 0.1396% | 10% | 15972.2691 | 18702.0751 | Sep 11, 2026
OP-INV-031 | Inverter | One Point | 48V6000W HYBRID OFF-GRID 80A | One Solar; 6 kW | pc | pc | 29500 | 0% | 29500 | 6 | kW | 4916.6667 | 32.5 | 0.06772 | List: gross weight, packaging size | 1.083% | 92 | 56.235 | 0 | 0 | 0 | 29556.235 | 0.1906% | 10% | 32511.8585 | 38068.4307 | Sep 11, 2026
OP-INV-032 | Inverter | One Point | 12V1000W OS WALL TYPE | One Solar; 1 kW; Off-grid | pc | pc | 5500 | 0% | 5500 | 1 | kW | 5500 | 11 | 0.03381 | List: gross weight, packaging size | 0.3667% | 272 | 19.0334 | 0 | 0 | 0 | 5519.0334 | 0.3461% | 10% | 6070.9367 | 7108.515 | Sep 11, 2026
OP-INV-033 | Inverter | One Point | 24V3000W HYBRID OFF-GRID 60A | One Solar; 3 kW | pc | pc | 19500 | 0% | 19500 | 3 | kW | 6500 | 22 | 0.05166 | List: gross weight, packaging size | 0.7333% | 136 | 38.0668 | 0 | 0 | 0 | 19538.0668 | 0.1952% | 10% | 21491.8735 | 25165.03 | Sep 11, 2026
OP-INV-034 | Inverter | One Point | 12V1200W HYBRID OFF-GRID 40A | One Solar; 1.2 kW | pc | pc | 9000 | 0% | 9000 | 1.2 | kW | 7500 | 11.5 | 0.03284 | List: gross weight, packaging size | 0.3833% | 260 | 19.8985 | 0 | 0 | 0 | 9019.8985 | 0.2211% | 10% | 9921.8884 | 11617.6293 | Sep 11, 2026
BC-BAT-001 | Battery | Blue Carbon | LiFePO4 25.6V 200Ah (5.12 kWh) | BCT-V-24-200, 614x507x212 mm | pc | pc | 38000 | 0% | 38000 | 5.12 | kWh | 7421.875 | 48 | 0.15469 | Volume: datasheet package; weight Est. | 1.6% | 62 | 83.0548 | 0 | 0 | 0 | 38083.0548 | 0.2186% | 15% | 43795.513 | 51183.6257 | Sep 19, 2026 | 38000 | 24V systems only
BC-BAT-002 | Battery | Blue Carbon | LiFePO4 51.2V 100Ah smart BMS (5.12 kWh) | SMART-BCT-V-48-100 | pc | pc | 44000 | 0% | 44000 | 5.12 | kWh | 8593.75 | 48 | 0.155 | Est. (datasheet not received) | 1.6% | 62 | 83.0548 | 0 | 0 | 0 | 44083.0548 | 0.1888% | 15% | 50695.513 | 59247.6257 | Sep 19, 2026 | 44000
BC-BAT-003 | Battery | Blue Carbon | LiFePO4 51.2V 200Ah smart BMS (10.24 kWh) | SMART-BCT-V-48-200(P), 1218x507x212 mm | pc | pc | 82000 | 0% | 82000 | 10.24 | kWh | 8007.8125 | 95 | 0.29543 | Volume: datasheet package; weight Est. | 3.167% | 31 | 164.3793 | 0 | 0 | 0 | 82164.3793 | 0.2005% | 15% | 94489.0362 | 110428.9258 | Sep 19, 2026 | 82000 | CHECK: continuous current 100A on the 200P datasheet (about 5 kW), 120A on the combined sheet. Warranty 5 yrs (datasheet) vs 10 yrs (price list)
BC-BAT-004 | Battery | Blue Carbon | LiFePO4 51.2V 300Ah smart BMS (15.36 kWh) | SMART-BCT-V-48-300(P), 1218x507x212 mm | pc | pc | 93000 | 0% | 93000 | 15.36 | kWh | 6054.6875 | 130 | 0.29543 | Volume: datasheet package; weight Est. | 4.333% | 23 | 224.9401 | 0 | 0 | 0 | 93224.9401 | 0.2419% | 15% | 107208.6811 | 125294.3195 | Sep 19, 2026 | 93000 | CHECK: continuous current 100A (about 5 kW) - an 8-12 kW inverter needs 2 or more packs in parallel to run at full power from the battery. Cheapest per kWh on this list
FS-BAT-001 | Battery | Felicity Solar | LiFePO4 51.2V 100Ah (5.12 kWh), FLA wall/floor | FLA48100, 663x400x178 mm | pc | pc | 43000 | 0% | 43000 | 5.12 | kWh | 8398.4375 | 55 | 0.10695 | Brochure: package | 1.833% | 54 | 95.167 | 0 | 0 | 0 | 43095.167 | 0.2213% | 15% | 49559.442 | 57919.9044 | September 2026 |  | Continuous 100A (5 kW). 7-yr warranty
FS-BAT-002 | Battery | Felicity Solar | LiFePO4 51.2V 200Ah (10 kWh), FLA wall/floor | FLA48200, 735x433x188 mm | pc | pc | 71000 | 0% | 71000 | 10 | kWh | 7100 | 88 | 0.16904 | Brochure: package | 2.933% | 34 | 152.2672 | 0 | 0 | 0 | 71152.2672 | 0.2145% | 15% | 81825.1072 | 95628.6471 | September 2026 |  | 10 kWh per brochure (list says "10KW"). Continuous 120A (6 kW). 7-yr warranty
FS-BAT-003 | Battery | Felicity Solar | LiFePO4 51.2V 300Ah (15 kWh), FLA floor | FLA48300 (brochure FLA48300TG2), 435x880x247 mm | pc | pc | 97000 | 0% | 97000 | 15 | kWh | 6466.6667 | 140.5 | 0.23976 | Brochure: package | 4.683% | 21 | 243.1084 | 0 | 0 | 0 | 97243.1084 | 0.2506% | 15% | 111829.5746 | 130694.7376 | September 2026 |  | 15 kWh (list says "15KW"). Continuous 160A (8 kW). 7-yr warranty
FS-BAT-004 | Battery | Felicity Solar | LiFePO4 51.2V 500Ah (25 kWh), FLA floor | FLA48500 (brochure FLA48500TG2), 570x250x980 mm | pc | pc | 174000 | 0% | 174000 | 25 | kWh | 6960 | 219.5 | 0.36416 | Brochure: package | 7.317% | 13 | 379.8027 | 0 | 0 | 0 | 174379.8027 | 0.2183% | 15% | 200536.7732 | 234366.4549 | September 2026 |  | 25 kWh (list says "25KW"). Continuous 250A (12.5 kW). 7-yr warranty
FS-BAT-005 | Battery | Felicity Solar | LiFePO4 51.2V 100Ah (5.12 kWh), FLB IP65 | FLB48100WG1, 650x450x174 mm | pc | pc | 46000 | 0% | 46000 | 5.12 | kWh | 8984.375 | 53 | 0.10502 | Brochure: package | 1.767% | 56 | 91.7064 | 0 | 0 | 0 | 46091.7064 | 0.1994% | 15% | 53005.4623 | 61947.2533 | September 2026 |  | Continuous 100A. IP65. 10-yr warranty
FS-BAT-006 | Battery | Felicity Solar | LiFePO4 51.2V 230Ah (11.7 kWh), FLB IP65 | FLB48230WG1, 683x450x258 mm | pc | pc | 87000 | 0% | 87000 | 11.7 | kWh | 7435.8974 | 111 | 0.18674 | Brochure: package | 3.7% | 27 | 192.0643 | 0 | 0 | 0 | 87192.0643 | 0.2208% | 15% | 100270.8739 | 117186.1344 | September 2026 |  | Continuous 150A (7.7 kW). IP65. 10-yr warranty. Closest match to the 11.8 kWh battery in the packages
FS-BAT-007 | Battery | Felicity Solar | LiFePO4 51.2V 314Ah (16 kWh), FLB IP65 | FLB48314TG1, 895x450x235 mm | pc | pc | 108000 | 0% | 108000 | 16 | kWh | 6750 | 143 | 0.22259 | Brochure: package | 4.767% | 20 | 247.4341 | 0 | 0 | 0 | 108247.4341 | 0.2291% | 15% | 124484.5493 | 145484.5515 | September 2026 |  | Continuous 160A (8 kW). IP65, 8,000 cycles. 10-yr warranty
FS-BAT-008 | Battery | Felicity Solar | High-voltage battery controller module, 51.2V 100Ah | FLH48100UCG2, 482.6x565x150 mm | pc | pc | 40000 | 0% | 40000 | 5.12 | kWh | 7812.5 | 24.7 | 0.10386 | Brochure: package | 0.8233% | 121 | 42.7386 | 0 | 0 | 0 | 40042.7386 | 0.1068% | 15% | 46049.1494 | 53817.4407 | September 2026 |  | For the 50 kW high-voltage system (5-16 modules in series). 10-yr warranty
FS-BAT-009 | Battery | Felicity Solar | High-voltage battery module (slave), 51.2V 100Ah | FLH48100UMG2, 482.6x565x133 mm | pc | pc | 42000 | 0% | 42000 | 5.12 | kWh | 8203.125 | 46 | 0.09652 | Brochure: package | 1.533% | 65 | 79.5942 | 0 | 0 | 0 | 42079.5942 | 0.1895% | 15% | 48391.5333 | 56554.9746 | September 2026 |  | 10-yr warranty
FS-BAT-010 | Battery | Felicity Solar | Battery rack, 13-tier (high-voltage) | FLH48100 13-tier rack, 590x532x2088 mm | pc | pc | 16000 | 0% | 16000 |  |  |  | 57 | 0.19647 | Brochure: package | 1.9% | 52 | 98.6276 | 0 | 0 | 0 | 16098.6276 | 0.6164% | 15% | 18513.4217 | 21636.5555 | September 2026 |  | Sheet metal; not covered by warranty. Priced in the battery tier as part of the battery system
FS-BAT-011 | Battery | Felicity Solar | Battery rack, 9-tier (high-voltage) | FLH48100 9-tier rack, 590x532x1516 mm | pc | pc | 13000 | 0% | 13000 |  |  |  | 43.2 | 0.14461 | Brochure: package | 1.44% | 69 | 74.7493 | 0 | 0 | 0 | 13074.7493 | 0.575% | 15% | 15035.9617 | 17572.4631 | September 2026 |  | Sheet metal; not covered by warranty
IAN-BAT-001 | Battery | IAN Solar | PYLONTECH RV12200 12V 200AH | Pylontech; 12 V; 200 Ah; 2.4 kWh | pc | pc | 21000 | 0% | 21000 | 2.4 | kWh | 8750 | 23 | 0.03996 | List: gross weight, packaging size | 0.7667% | 130 | 39.7971 | 0 | 0 | 0 | 21039.7971 | 0.1895% | 15% | 24195.7667 | 28277.4873 | Sep 3, 2026
IAN-BAT-002 | Battery | IAN Solar | DYNESS POWERBRICK SC 51.2V 314AH 16.076kWh IP20 SCREEN | Dyness; 51.2 V; 314 Ah; 16.076 kWh; IP20 | pc | pc | 111000 | 0% | 111000 | 16.076 | kWh | 6904.7027 | 125 | 0.17103 | List: gross weight, packaging size | 4.167% | 24 | 216.2886 | 0 | 0 | 0 | 111216.2886 | 0.1949% | 15% | 127898.7319 | 149474.6918 | Sep 3, 2026
IAN-BAT-003 | Battery | IAN Solar | DYNESS POWERBRICK MAX 51.2V 314AH 16.076kWh IP20 | Dyness; 51.2 V; 314 Ah; 16.076 kWh; IP20 | pc | pc | 111000 | 0% | 111000 | 16.076 | kWh | 6904.7027 | 135 | 0.20212 | List: gross weight, packaging size | 4.5% | 22 | 233.5917 | 0 | 0 | 0 | 111233.5917 | 0.2104% | 15% | 127918.6304 | 149497.9472 | Sep 3, 2026
IAN-BAT-004 | Battery | IAN Solar | PYLONTECH FIDUS PLUS FB-L-16-0110 16kWh IP65 | Pylontech; 16 kWh; IP65 | pc | pc | 113000 | 0% | 113000 | 16 | kWh | 7062.5 | 145 | 0.21945 | List: gross weight, packaging size | 4.833% | 20 | 250.8947 | 0 | 0 | 0 | 113250.8947 | 0.222% | 15% | 130238.529 | 152209.2025 | Sep 3, 2026
IAN-BAT-005 | Battery | IAN Solar | DYNESS POWERBRICK PLUS 51.2V 314AH 16.076kWh IP65 | Dyness; 51.2 V; 314 Ah; 16.076 kWh; IP65 | pc | pc | 115000 | 0% | 115000 | 16.076 | kWh | 7153.5208 | 132 | 0.1749 | List: gross weight, packaging size | 4.4% | 22 | 228.4007 | 0 | 0 | 0 | 115228.4007 | 0.1986% | 15% | 132512.6608 | 154866.9706 | Sep 3, 2026
IAN-BAT-006 | Battery | IAN Solar | PYLONTECH FB-L-5.12 51.2V 100AH 5.12kWh IP65 | Pylontech; 51.2 V; 100 Ah; 5.12 kWh; IP65 | pc | pc | 42000 | 0% | 42000 | 5.12 | kWh | 8203.125 | 50 | 0.07029 | List: gross weight, packaging size | 1.667% | 60 | 86.5154 | 0 | 0 | 0 | 42086.5154 | 0.206% | 15% | 48399.4927 | 56564.2767 | Sep 3, 2026
IAN-BAT-007 | Battery | IAN Solar | SOLIS INTELLIHOUSE 16kWh IP66 | Solis; 16 kWh; IP66 | pc | pc | 134000 | 0% | 134000 | 16 | kWh | 8375 | 130 | 0.15 | List: gross weight, packaging size | 4.333% | 23 | 224.9401 | 0 | 0 | 0 | 134224.9401 | 0.1679% | 15% | 154358.6811 | 180398.3195 | Sep 3, 2026
IAN-BAT-008 | Battery | IAN Solar | DYNESS DL5.0C 51.2V 100AH IP20 | Dyness; 51.2 V; 100 Ah; 5.12 kWh; IP20 | pc | pc | 43000 | 0% | 43000 | 5.12 | kWh | 8398.4375 | 59 | 0.09269 | List: gross weight, packaging size | 1.967% | 50 | 102.0882 | 0 | 0 | 0 | 43102.0882 | 0.2374% | 15% | 49567.4014 | 57929.2066 | Sep 3, 2026
IAN-BAT-009 | Battery | IAN Solar | DYNESS DL5.0F 51.2V 100AH IP20 | Dyness; 51.2 V; 100 Ah; 5.12 kWh; IP20 | pc | pc | 43000 | 0% | 43000 | 5.12 | kWh | 8398.4375 | 45 | 0.06553 | List: gross weight, packaging size | 1.5% | 66 | 77.8639 | 0 | 0 | 0 | 43077.8639 | 0.1811% | 15% | 49539.5435 | 57896.6491 | Sep 3, 2026
IAN-BAT-010 | Battery | IAN Solar | PYLONTECH PELIO 48V 100AH | Pylontech; 48 V; 100 Ah; 4.8 kWh | pc | pc | 90000 | 0% | 90000 | 4.8 | kWh | 18750 | 50 | 0.078 | List: gross weight, packaging size | 1.667% | 60 | 86.5154 | 0 | 0 | 0 | 90086.5154 | 0.09613% | 15% | 103599.4927 | 121076.2767 | Sep 3, 2026
IAN-BAT-011 | Battery | IAN Solar | PYLONTECH H32148-C HV (per kWh, min 8 modules) | Pylontech; 1 kWh; 4.74 kWh/module, min 37.92 kWh | kWh | kWh | 10000 | 0% | 10000 | 1 | kWh | 10000 | 10.9705 | 0.015316 | List module (4.74 kWh, 52 kg) per kWh | 0.3657% | 273 | 18.9824 | 0 | 0 | 0 | 10018.9824 | 0.1898% | 15% | 11521.8297 | 13465.5123 | Sep 3, 2026
OP-BAT-001 | Battery | One Point | LIPO4 12V120AH | One Solar; 12 V; 120 Ah; 1.44 kWh | pc | pc | 8500 | 0% | 8500 | 1.44 | kWh | 5902.7778 | 18 | 0.07176 | List: gross weight, packaging size | 0.6% | 166 | 31.1456 | 0 | 0 | 0 | 8531.1456 | 0.3664% | 15% | 9810.8174 | 11465.8596 | Sep 11, 2026
OP-BAT-002 | Battery | One Point | LIPO4 12V320AH | One Solar; 12 V; 320 Ah; 3.84 kWh | pc | pc | 24000 | 0% | 24000 | 3.84 | kWh | 6250 | 31 | 0.03744 | List: gross weight, packaging size | 1.033% | 96 | 53.6396 | 0 | 0 | 0 | 24053.6396 | 0.2235% | 15% | 27661.6855 | 32328.0916 | Sep 11, 2026
OP-BAT-003 | Battery | One Point | HIGEE 25.6V280AH | Higee; 25.6 V; 280 Ah; 7.17 kWh | pc | pc | 56000 | 0% | 56000 | 7.17 | kWh | 7810.3208 | 75 | 0.08671 | List: gross weight, packaging size | 2.5% | 40 | 129.7731 | 0 | 0 | 0 | 56129.7731 | 0.2317% | 15% | 64549.2391 | 75438.4151 | Sep 11, 2026
OP-BAT-004 | Battery | One Point | LIPO4 51.2V 314AH - 16kWH - IP65 | One Solar; 51.2 V; 314 Ah; 16 kWh; IP65; ~16.1 kWh | pc | pc | 105000 | 0% | 105000 | 16 | kWh | 6562.5 | 147 | 0.35 | List: gross weight, packaging size | 4.9% | 20 | 254.3554 | 0 | 0 | 0 | 105254.3554 | 0.2422% | 15% | 121042.5087 | 141461.8536 | Sep 11, 2026
OP-BAT-005 | Battery | One Point | HITHIUM 51.2V 587AH - 30kWh | Hithium; 51.2 V; 587 Ah; 30 kWh; ~30 kWh | pc | pc | 205000 | 0% | 205000 | 30 | kWh | 6833.3333 | 230 | 0.27787 | List: gross weight, packaging size | 7.667% | 13 | 397.971 | 0 | 0 | 0 | 205397.971 | 0.1941% | 15% | 236207.6666 | 276054.873 | Sep 11, 2026
OP-BAT-006 | Battery | One Point | DEYE 51.2V 314AH - 16kWh | Deye; 51.2 V; 314 Ah; 16 kWh; ~16.1 kWh | pc | pc | 115000 | 0% | 115000 | 16 | kWh | 7187.5 | 123 | 0.15949 | List: gross weight, packaging size | 4.1% | 24 | 212.828 | 0 | 0 | 0 | 115212.828 | 0.1851% | 15% | 132494.7522 | 154846.0408 | Sep 11, 2026
OP-BAT-007 | Battery | One Point | LIPO4 51.2V 230AH - JK | JK (One Solar); 51.2 V; 230 Ah; 11.78 kWh; ~11.8 kWh | pc | pc | 85000 | 0% | 85000 | 11.78 | kWh | 7215.6197 | 110 | 0.17005 | List: gross weight, packaging size | 3.667% | 27 | 190.3339 | 0 | 0 | 0 | 85190.3339 | 0.2239% | 15% | 97968.884 | 114495.8088 | Sep 11, 2026
OP-BAT-008 | Battery | One Point | LIPO4 51.2V 120AH - JK | JK (One Solar); 51.2 V; 120 Ah; 6.14 kWh; ~6.1 kWh | pc | pc | 45000 | 0% | 45000 | 6.14 | kWh | 7328.9902 | 80 | 0.10672 | List: gross weight, packaging size | 2.667% | 37 | 138.4247 | 0 | 0 | 0 | 45138.4247 | 0.3076% | 15% | 51909.1884 | 60666.0428 | Sep 11, 2026
OP-BAT-009 | Battery | One Point | DEYE HV 16X314AH = 257kWh | Deye; 314 Ah; 257 kWh | set | set | 2160000 | 0% | 2160000 | 257 | kWh | 8404.6693 | 2950 | 5.1765 | List (cabinet set) | 98.33% | 1 | 5104.4104 | 0 | 0 | 0 | 2165104.4104 | 0.2363% | 15% | 2489870.072 | 2909900.3276 | Sep 11, 2026
OP-BAT-010 | Battery | One Point | DEYE HV 8X314AH = 128kWh | Deye; 314 Ah; 128 kWh | set | set | 1080000 | 0% | 1080000 | 128 | kWh | 8437.5 | 1050 | 1.3 | Est. (list weight 203 kg is one module; set of 8 + controller) | 35% | 2 | 1816.824 | 0 | 0 | 0 | 1081816.824 | 0.1682% | 15% | 1244089.3476 | 1453961.8115 | Sep 11, 2026
OP-BAT-011 | Battery | One Point | DEYE HV 12X100AH = 80kwh | Deye; 100 Ah; 80 kWh | set | set | 715000 | 0% | 715000 | 80 | kWh | 8937.5 | 630 | 0.8 | Est. (list weight 47.5 kg is one module; set of 12 + controller) | 21% | 4 | 1090.0944 | 0 | 0 | 0 | 716090.0944 | 0.1525% | 15% | 823503.6086 | 962425.0869 | Sep 11, 2026
OP-BAT-012 | Battery | One Point | DEYE HV 8X100AH = 40kwh | Deye; 100 Ah; 40 kWh | set | set | 495000 | 0% | 495000 | 40 | kWh | 12375 | 450 | 0.7 | Est. (list weight 49 kg is one module; set of 8 + controller) | 15% | 6 | 778.6389 | 0 | 0 | 0 | 495778.6389 | 0.1573% | 15% | 570145.4347 | 666326.4906 | Sep 11, 2026
BC-AIO-001 | All-in-one System | Blue Carbon | Smart Power Station, 1-phase 6.5 kW + 15 kWh | 516x215.5x1525 mm | set | set | 106000 | 0% | 106000 | 15 | kWh | 7066.6667 | 150 | 0.22 | Dims: brochure; weight and volume Est. | 5% | 20 | 259.5463 | 0 | 0 | 0 | 106259.5463 | 0.2449% | 15% | 122198.4782 | 142812.8302 | Sep 19, 2026 | 106000 | Cheaper than a 15.36 kWh battery + 6.5 kW inverter bought separately (P113,500)
BC-AIO-002 | All-in-one System | Blue Carbon | Smart Power Station, 1-phase 13 kW + 30 kWh |  | set | set | 205000 | 0% | 205000 | 30 | kWh | 6833.3333 | 300 | 0.44 | Est. | 10% | 10 | 519.0926 | 0 | 0 | 0 | 205519.0926 | 0.2532% | 15% | 236346.9565 | 276217.6604 | Sep 19, 2026 | 205000
BC-AIO-003 | All-in-one System | Blue Carbon | Smart Power Station, 19.5 kW + 45 kWh | Sep 7 model: 3 Phase-19.5KW+45KWHWF | set | set | 300000 | 0% | 300000 | 45 | kWh | 6666.6667 | 450 | 0.66 | Est. | 15% | 6 | 778.6389 | 0 | 0 | 0 | 300778.6389 | 0.2595% | 15% | 345895.4347 | 404246.4906 | Sep 19, 2026 | 300000 | CHECK: listed as single phase, model code says 3-phase
BC-AIO-004 | All-in-one System | Blue Carbon | Smart Power Station, 1-phase 12 kW + 30 kWh |  | set | set | 195000 | 0% | 195000 | 30 | kWh | 6500 | 300 | 0.44 | Est. | 10% | 10 | 519.0926 | 0 | 0 | 0 | 195519.0926 | 0.2662% | 15% | 224846.9565 | 262777.6604 | Sep 19, 2026 | 195000
BC-AIO-005 | All-in-one System | Blue Carbon | Smart Power Station, 18 kW + 45 kWh | Sep 7 model: 3 Phase-18KW+45KWHWF | set | set | 275000 | 0% | 275000 | 45 | kWh | 6111.1111 | 450 | 0.66 | Est. | 15% | 6 | 778.6389 | 0 | 0 | 0 | 275778.6389 | 0.2831% | 15% | 317145.4347 | 370646.4906 | Sep 19, 2026 | 275000 | CHECK: listed as single phase, model code says 3-phase
BC-AIO-006 | All-in-one System | Blue Carbon | Smart Power Station, 3-phase 18 kW + 45 kWh | 3 Phase-18KW+45KWH | set | set | 275000 | 0% | 275000 | 45 | kWh | 6111.1111 | 450 | 0.66 | Est. | 15% | 6 | 778.6389 | 0 | 0 | 0 | 275778.6389 | 0.2831% | 15% | 317145.4347 | 370646.4906 | Sep 19, 2026 | 275000
BC-AIO-007 | All-in-one System | Blue Carbon | Smart Power Station, 3-phase 18 kW + 45 kWh, no Wi-Fi |  | set | set | 273000 | 0% | 273000 | 45 | kWh | 6066.6667 | 450 | 0.66 | Est. | 15% | 6 | 778.6389 | 0 | 0 | 0 | 273778.6389 | 0.2852% | 15% | 314845.4347 | 367958.4906 | Sep 19, 2026 | 273000
IAN-AIO-001 | All-in-one System | IAN Solar | SOLIS EVERCORE 125kW + 261.2kWh SET | Solis; Commercial | set | set | 2800000 | 0% | 2800000 | 261.2 | kWh | 10719.755 | 3350 | 7.056 | List: gross weight, packaging size | 111.7% | 0 | 5796.5338 | 0 | 0 | 0 | 2805796.5338 | 0.207% | 15% | 3226666.0139 | 3770990.5415 | Sep 3, 2026 |  | Too heavy for our truck - supplier delivery or a bigger truck needed
IAN-AIO-002 | All-in-one System | IAN Solar | SUNBYTE 1500 PORTABLE 3.584kWh | Sunbyte; 3.584 kWh | pc | pc | 42500 | 0% | 42500 | 3.584 | kWh | 11858.2589 | 41 | 0.12172 | List: gross weight, packaging size | 1.367% | 73 | 70.9427 | 0 | 0 | 0 | 42570.9427 | 0.1669% | 15% | 48956.5841 | 57215.3469 | Sep 3, 2026
IAN-AIO-003 | All-in-one System | IAN Solar | SUNBYTE 500 PORTABLE 1.004kWh | Sunbyte; 1.004 kWh | pc | pc | 14500 | 0% | 14500 | 1.004 | kWh | 14442.2311 | 10.35 | 0.02208 | List: gross weight, packaging size | 0.345% | 289 | 17.9087 | 0 | 0 | 0 | 14517.9087 | 0.1235% | 15% | 16695.595 | 19512.0693 | Sep 3, 2026
BC-MNT-001 | Mounting | Blue Carbon | Rail 2.4 m | Aluminum rail | pc | pc | 540 | 0% | 540 |  |  |  | 2.6 | 0.0048 | Est. | 0.08667% | 1153 | 4.4988 | 10.8 | 0 | 0 | 555.2988 | 2.833% | 30% | 721.8884 | 839.6118 | Sep 19, 2026 | 620
BC-MNT-002 | Mounting | Blue Carbon | Rail 1.2 m | Aluminum rail | pc | pc | 285 | 0% | 285 |  |  |  | 1.3 | 0.0024 | Est. | 0.04333% | 2307 | 2.2494 | 5.7 | 0 | 0 | 292.9494 | 2.789% | 30% | 380.8342 | 442.9395 | Sep 19, 2026 | 330
BC-MNT-003 | Mounting | Blue Carbon | End clamp |  | pc | pc | 39 | 0% | 39 |  |  |  | 0.08 | 0.0002 | Est. | 0.002667% | 37500 | 0.13842 | 0.78 | 0 | 0 | 39.9184 | 2.355% | 30% | 51.894 | 60.3567 | Sep 19, 2026 | 40
BC-MNT-004 | Mounting | Blue Carbon | Mid clamp |  | pc | pc | 43 | 0% | 43 |  |  |  | 0.08 | 0.0002 | Est. | 0.002667% | 37500 | 0.13842 | 0.86 | 0 | 0 | 43.9984 | 2.322% | 30% | 57.198 | 66.5256 | Sep 19, 2026 | 42
BC-MNT-005 | Mounting | Blue Carbon | Rail splice |  | pc | pc | 60 | 0% | 60 |  |  |  | 0.15 | 0.0003 | Est. | 0.005% | 20000 | 0.25955 | 1.2 | 0 | 0 | 61.4595 | 2.433% | 30% | 79.8974 | 92.9268 | Sep 19, 2026 | 50
BC-MNT-006 | Mounting | Blue Carbon | L-leg (L-foot) |  | pc | pc | 70 | 0% | 70 |  |  |  | 0.15 | 0.0003 | Est. | 0.005% | 20000 | 0.25955 | 1.4 | 0 | 0 | 71.6595 | 2.371% | 30% | 93.1574 | 108.3492 | Sep 19, 2026 | 62
IAN-MNT-001 | Mounting | IAN Solar | U-TYPE RUBBER PAD |  | pc | pc | 1 | 0% | 1 |  |  |  | 0.01 | 2e-05 | Est. | 0.0003333% | 300000 | 0.017303 | 0.02 | 0 | 0 | 1.0373 | 3.73% | 30% | 1.3485 | 1.5684 | Sep 3, 2026 |  | CHECK: listed at P1 per set; list dims/weight look like a whole box; CHECK: price P1
IAN-MNT-002 | Mounting | IAN Solar | L-TYPE MID CLAMP 35mm | 35mm | set | set | 40 | 0% | 40 |  |  |  | 0.06 | 0.0001 | List net weight (gross 6.5 kg and 26x20.5x18 cm look like a box) | 0.002% | 50000 | 0.10382 | 0.8 | 0 | 0 | 40.9038 | 2.26% | 30% | 53.175 | 61.8466 | Sep 3, 2026
IAN-MNT-003 | Mounting | IAN Solar | L-TYPE END CLAMP 35mm | 35mm | set | set | 40 | 0% | 40 |  |  |  | 0.06 | 0.00029 | List gross weight; volume = product size +20% | 0.002032% | 49221 | 0.10546 | 0.8 | 0 | 0 | 40.9055 | 2.264% | 30% | 53.1771 | 61.8491 | Sep 3, 2026
IAN-MNT-004 | Mounting | IAN Solar | U-TYPE MID CLAMP 35mm | 35mm | set | set | 50 | 0% | 50 |  |  |  | 0.065 | 7e-05 | List gross weight; volume = product size +20% | 0.002167% | 46153 | 0.11247 | 1 | 0 | 0 | 51.1125 | 2.225% | 30% | 66.4462 | 77.2821 | Sep 3, 2026
IAN-MNT-005 | Mounting | IAN Solar | U-TYPE END CLAMP 35mm | 35mm | set | set | 50 | 0% | 50 |  |  |  | 0.065 | 0.0001 | Est. (list weight 0.72 kg looks like a box) | 0.002167% | 46153 | 0.11247 | 1 | 0 | 0 | 51.1125 | 2.225% | 30% | 66.4462 | 77.2821 | Sep 3, 2026
IAN-MNT-006 | Mounting | IAN Solar | U-TYPE METAL BRACKET | Screw, rubber pad and bolt | set | set | 60 | 0% | 60 |  |  |  | 0.1 | 5e-05 | Est. (list gross/net 0.665/0.063 kg disagree) | 0.003333% | 30000 | 0.17303 | 1.2 | 0 | 0 | 61.373 | 2.288% | 30% | 79.7849 | 92.796 | Sep 3, 2026
IAN-MNT-007 | Mounting | IAN Solar | L-TYPE RAIL CONNECTOR |  | set | set | 70 | 0% | 70 |  |  |  | 0.2 | 0.00048 | List gross weight; volume = product size +20% | 0.006667% | 15000 | 0.34606 | 1.4 | 0 | 0 | 71.7461 | 2.494% | 30% | 93.2699 | 108.48 | Sep 3, 2026
IAN-MNT-008 | Mounting | IAN Solar | L-TYPE L-FOOT | Screw, rubber pad and bolt | set | set | 70 | 0% | 70 |  |  |  | 0.19 | 0.00015 | List gross weight; volume = product size +20% | 0.006333% | 15789 | 0.32876 | 1.4 | 0 | 0 | 71.7288 | 2.47% | 30% | 93.2474 | 108.4539 | Sep 3, 2026
IAN-MNT-009 | Mounting | IAN Solar | U-TYPE RAIL CONNECTOR |  | set | set | 110 | 0% | 110 |  |  |  | 0.47 | 0.00023 | List gross weight; volume = product size +20% | 0.01567% | 6382 | 0.81325 | 2.2 | 0 | 0 | 113.0132 | 2.739% | 30% | 146.9172 | 170.876 | Sep 3, 2026
IAN-MNT-010 | Mounting | IAN Solar | U-TYPE TEGULA BRACKET | Tile roof | set | set | 110 | 0% | 110 |  |  |  | 0.4 | 0.00101 | List gross weight; volume = product size +20% | 0.01333% | 7500 | 0.69212 | 2.2 | 0 | 0 | 112.8921 | 2.629% | 30% | 146.7598 | 170.6929 | Sep 3, 2026
IAN-MNT-011 | Mounting | IAN Solar | L-TYPE RAIL 2.5m ALUMINUM | 2.5 m | pc | pc | 650 | 0% | 650 |  |  |  | 2.75 | 0.00544 | List gross weight; volume = product size +20% | 0.09167% | 1090 | 4.7583 | 13 | 0 | 0 | 667.7583 | 2.732% | 30% | 868.0859 | 1009.6506 | Sep 3, 2026
IAN-MNT-012 | Mounting | IAN Solar | U-TYPE RAIL 2.5m ALUMINUM | 2.5 m | pc | pc | 850 | 0% | 850 |  |  |  | 2 | 0.00759 | List gross weight; volume = product size +20% | 0.06667% | 1500 | 3.4606 | 17 | 0 | 0 | 870.4606 | 2.407% | 30% | 1131.5988 | 1316.1365 | Sep 3, 2026
IAN-MNT-013 | Mounting | IAN Solar | L-TYPE RAIL 3.5m ALUMINUM | 3.5 m | pc | pc | 1000 | 0% | 1000 |  |  |  | 3.6 | 0.00634 | List gross weight; volume = product size +20% | 0.12% | 833 | 6.2291 | 20 | 0 | 0 | 1026.2291 | 2.623% | 30% | 1334.0978 | 1551.6584 | Sep 3, 2026
IAN-MNT-014 | Mounting | IAN Solar | U-TYPE RAIL 3.5m ALUMINUM | 3.5 m | pc | pc | 1200 | 0% | 1200 |  |  |  | 2.8 | 0.00882 | List gross weight; volume = product size +20% | 0.09333% | 1071 | 4.8449 | 24 | 0 | 0 | 1228.8449 | 2.404% | 30% | 1597.4983 | 1858.0134 | Sep 3, 2026
OP-MNT-001 | Mounting | One Point | BR-END-CLAMP-35MM | 35mm; Bracket | pc | pc | 50 | 0% | 50 |  |  |  | 0.06 | 7e-05 | List gross weight; volume = product size +20% | 0.002% | 50000 | 0.10382 | 1 | 0 | 0 | 51.1038 | 2.208% | 30% | 66.435 | 77.269 | Sep 11, 2026
OP-MNT-002 | Mounting | One Point | BR-MID-CLAMP | Bracket | pc | pc | 50 | 0% | 50 |  |  |  | 0.065 | 7e-05 | List gross weight; volume = product size +20% | 0.002167% | 46153 | 0.11247 | 1 | 0 | 0 | 51.1125 | 2.225% | 30% | 66.4462 | 77.2821 | Sep 11, 2026
OP-MNT-003 | Mounting | One Point | BR-ROOF-CLAMP | Bracket | pc | pc | 70 | 0% | 70 |  |  |  | 0.11 | 3e-05 | List net weight (gross 6 kg looks like a box) | 0.003667% | 27272 | 0.19033 | 1.4 | 0 | 0 | 71.5903 | 2.272% | 30% | 93.0674 | 108.2446 | Sep 11, 2026
OP-MNT-004 | Mounting | One Point | BR-L-ROOF | Bracket | pc | pc | 80 | 0% | 80 |  |  |  | 0.15 | 0.0003 | Est. (list 72x51x18 cm, 7.2 kg looks like a box) | 0.005% | 20000 | 0.25955 | 1.6 | 0 | 0 | 81.8595 | 2.324% | 30% | 106.4174 | 123.7716 | Sep 11, 2026
OP-MNT-005 | Mounting | One Point | BR-SPLICE | Bracket | pc | pc | 80 | 0% | 80 |  |  |  | 0.15 | 0.0003 | Est. (list 31x23x12 cm, 2.5 kg looks like a box) | 0.005% | 20000 | 0.25955 | 1.6 | 0 | 0 | 81.8595 | 2.324% | 30% | 106.4174 | 123.7716 | Sep 11, 2026
OP-MNT-006 | Mounting | One Point | BR-TILE-ROOF | Bracket | pc | pc | 280 | 0% | 280 |  |  |  | 0.5 | 0.001 | Est. (list 120x80x100 cm, 1,135 kg is a pallet) | 0.01667% | 6000 | 0.86515 | 5.6 | 0 | 0 | 286.4652 | 2.309% | 30% | 372.4047 | 433.1353 | Sep 11, 2026
OP-MNT-007 | Mounting | One Point | BR-RAIL-2.4M - THICK | 2.4 m; Bracket - call for wholesale price | pc | pc | 700 | 0% | 700 |  |  |  | 1.95 | 0.00504 | List gross weight; volume = product size +20% | 0.065% | 1538 | 3.3741 | 14 | 0 | 0 | 717.3741 | 2.482% | 30% | 932.5863 | 1084.6696 | Sep 11, 2026 |  | Retail price ("call for wholesale")
BC-WIR-001 | Wires and Terminations | Blue Carbon | Solar cable 4mm2, red | PV cable | m | 100 m roll, P4,650 | 46.5 | 0% | 46.5 |  |  |  | 0.055 | 0.00012 | Est. | 0.001833% | 54545 | 0.095167 | 2.325 | 0 | 0 | 48.9202 | 5.205% | 30% | 63.5962 | 73.9673 | Sep 19, 2026 | 50 | Sep 7 list priced it per meter
BC-WIR-002 | Wires and Terminations | Blue Carbon | Solar cable 4mm2, black | PV cable | m | 100 m roll, P4,650 | 46.5 | 0% | 46.5 |  |  |  | 0.055 | 0.00012 | Est. | 0.001833% | 54545 | 0.095167 | 2.325 | 0 | 0 | 48.9202 | 5.205% | 30% | 63.5962 | 73.9673 | Sep 19, 2026 | 50
BC-WIR-003 | Wires and Terminations | Blue Carbon | Solar cable 6mm2, red | PV cable | m | 100 m roll, P6,950 | 69.5 | 0% | 69.5 |  |  |  | 0.075 | 0.00015 | Est. | 0.0025% | 40000 | 0.12977 | 3.475 | 0 | 0 | 73.1048 | 5.187% | 30% | 95.0362 | 110.5344 | Sep 19, 2026 | 72
BC-WIR-004 | Wires and Terminations | Blue Carbon | Solar cable 6mm2, black | PV cable | m | 100 m roll, P6,950 | 69.5 | 0% | 69.5 |  |  |  | 0.075 | 0.00015 | Est. | 0.0025% | 40000 | 0.12977 | 3.475 | 0 | 0 | 73.1048 | 5.187% | 30% | 95.0362 | 110.5344 | Sep 19, 2026 | 72
BC-WIR-005 | Wires and Terminations | Blue Carbon | Battery cable AWG 4, red | About 21 mm2 | m | per m | 312 | 0% | 312 |  |  |  | 0.25 | 0.0004 | Est. | 0.008333% | 12000 | 0.43258 | 15.6 | 0 | 0 | 328.0326 | 5.139% | 30% | 426.4424 | 495.9853 | Sep 19, 2026 | 320 | CHECK size against the inverter battery current before use
BC-WIR-006 | Wires and Terminations | Blue Carbon | Battery cable AWG 4, black | About 21 mm2 | m | per m | 312 | 0% | 312 |  |  |  | 0.25 | 0.0004 | Est. | 0.008333% | 12000 | 0.43258 | 15.6 | 0 | 0 | 328.0326 | 5.139% | 30% | 426.4424 | 495.9853 | Sep 19, 2026 | 320
IAN-WIR-001 | Wires and Terminations | IAN Solar | THHN 5.5mm2 EURO WIRES (150 m box rate) | Euro Wires; 5.5mm2; Buy by 150 m box | m | 150 m box rate | 54 | 0% | 54 |  |  |  | 0.058 | 7.3e-05 | List kg per meter; volume Est. (weight governs) | 0.001933% | 51724 | 0.10036 | 2.7 | 0 | 0 | 56.8004 | 5.186% | 30% | 73.8405 | 85.8821 | Sep 3, 2026
IAN-WIR-002 | Wires and Terminations | IAN Solar | THHN 5.5mm2 EURO WIRES | Euro Wires; 5.5mm2 | m | m | 57 | 0% | 57 |  |  |  | 0.062 | 7.7e-05 | List kg per meter; volume Est. (weight governs) | 0.002067% | 48387 | 0.10728 | 2.85 | 0 | 0 | 59.9573 | 5.188% | 30% | 77.9445 | 90.6554 | Sep 3, 2026
IAN-WIR-003 | Wires and Terminations | IAN Solar | THHN 8.0mm2 EURO WIRES (150 m box rate) | Euro Wires; 8.0mm2 | m | 150 m box rate | 86 | 0% | 86 |  |  |  | 0.095 | 0.000119 | List kg per meter; volume Est. (weight governs) | 0.003167% | 31578 | 0.16438 | 4.3 | 0 | 0 | 90.4644 | 5.191% | 30% | 117.6037 | 136.7821 | Sep 3, 2026
IAN-WIR-004 | Wires and Terminations | IAN Solar | THHN 8.0mm2 EURO WIRES | Euro Wires; 8.0mm2 | m | m | 90 | 0% | 90 |  |  |  | 0.103 | 0.000129 | List kg per meter; volume Est. (weight governs) | 0.003433% | 29126 | 0.17822 | 4.5 | 0 | 0 | 94.6782 | 5.198% | 30% | 123.0817 | 143.1535 | Sep 3, 2026
IAN-WIR-005 | Wires and Terminations | IAN Solar | THHN 14mm2 EURO WIRES | Euro Wires; 14mm2 | m | m | 138 | 0% | 138 |  |  |  | 0.1535 | 0.000192 | List kg per meter; volume Est. (weight governs) | 0.005117% | 19543 | 0.2656 | 6.9 | 0 | 0 | 145.1656 | 5.192% | 30% | 188.7153 | 219.4904 | Sep 3, 2026
IAN-WIR-006 | Wires and Terminations | IAN Solar | THHN 22mm2 EURO WIRES (150 m box rate) | Euro Wires; 22mm2 | m | 150 m box rate | 236 | 0% | 236 |  |  |  | 0.24 | 0.0003 | List kg per meter; volume Est. (weight governs) | 0.008% | 12500 | 0.41527 | 11.8 | 0 | 0 | 248.2153 | 5.176% | 30% | 322.6799 | 375.3015 | Sep 3, 2026
IAN-WIR-007 | Wires and Terminations | IAN Solar | THHN 22mm2 EURO WIRES | Euro Wires; 22mm2 | m | m | 241 | 0% | 241 |  |  |  | 0.23 | 0.000287 | List kg per meter; volume Est. (weight governs) | 0.007667% | 13043 | 0.39797 | 12.05 | 0 | 0 | 253.448 | 5.165% | 30% | 329.4824 | 383.2133 | Sep 3, 2026
IAN-WIR-008 | Wires and Terminations | IAN Solar | THHN 30mm2 EURO WIRES (150 m box rate) | Euro Wires; 30mm2 | m | 150 m box rate | 326 | 0% | 326 |  |  |  | 0.32 | 0.0004 | List kg per meter; volume Est. (weight governs) | 0.01067% | 9375 | 0.5537 | 16.3 | 0 | 0 | 342.8537 | 5.17% | 30% | 445.7098 | 518.3948 | Sep 3, 2026
IAN-WIR-009 | Wires and Terminations | IAN Solar | THHN 30mm2 EURO WIRES | Euro Wires; 30mm2 | m | m | 331 | 0% | 331 |  |  |  | 0.31 | 0.000387 | List kg per meter; volume Est. (weight governs) | 0.01033% | 9677 | 0.5364 | 16.55 | 0 | 0 | 348.0864 | 5.162% | 30% | 452.5123 | 526.3066 | Sep 3, 2026
IAN-WIR-010 | Wires and Terminations | IAN Solar | JOCA BATTERY WIRE 25mm2 | JOCA; 25mm2 | m | m | 210 | 0% | 210 |  |  |  | 0.3055 | 0.000382 | List kg per meter; volume Est. (weight governs) | 0.01018% | 9819 | 0.52861 | 10.5 | 0 | 0 | 221.0286 | 5.252% | 30% | 287.3372 | 334.1953 | Sep 3, 2026
IAN-WIR-011 | Wires and Terminations | IAN Solar | JOCA BATTERY WIRE 4AWG UL10269 | JOCA; 4AWG | m | m | 300 | 0% | 300 |  |  |  | 0.22 | 0.000275 | List kg per meter; volume Est. (weight governs) | 0.007333% | 13636 | 0.38067 | 15 | 0 | 0 | 315.3807 | 5.127% | 30% | 409.9949 | 476.8556 | Sep 3, 2026
IAN-WIR-012 | Wires and Terminations | IAN Solar | JOCA BATTERY WIRE 50mm2 | JOCA; 50mm2 | m | m | 546 | 0% | 546 |  |  |  | 0.535 | 0.000669 | List kg per meter; volume Est. (weight governs) | 0.01783% | 5607 | 0.92572 | 27.3 | 0 | 0 | 574.2257 | 5.17% | 30% | 746.4934 | 868.2293 | Sep 3, 2026
IAN-WIR-013 | Wires and Terminations | IAN Solar | JOCA PV WIRE SINGLE 4mm2 | JOCA; 4mm2; Need 2 runs (+/-) | m | m | 52 | 0% | 52 |  |  |  | 0.059 | 7.4e-05 | List kg per meter; volume Est. (weight governs) | 0.001967% | 50847 | 0.10209 | 2.6 | 0 | 0 | 54.7021 | 5.196% | 30% | 71.1127 | 82.7096 | Sep 3, 2026
IAN-WIR-014 | Wires and Terminations | IAN Solar | JOCA PV WIRE SINGLE 6mm2 | JOCA; 6mm2; Need 2 runs (+/-) | m | m | 70 | 0% | 70 |  |  |  | 0.08 | 0.0001 | List kg per meter; volume Est. (weight governs) | 0.002667% | 37500 | 0.13842 | 3.5 | 0 | 0 | 73.6384 | 5.198% | 30% | 95.73 | 111.3413 | Sep 3, 2026
IAN-WIR-015 | Wires and Terminations | IAN Solar | JOCA PV WIRE TWIN 4mm2 | JOCA; 4mm2 | m | m | 92 | 0% | 92 |  |  |  | 0.125 | 0.000156 | List kg per meter; volume Est. (weight governs) | 0.004167% | 24000 | 0.21629 | 4.6 | 0 | 0 | 96.8163 | 5.235% | 30% | 125.8612 | 146.3862 | Sep 3, 2026
IAN-WIR-016 | Wires and Terminations | IAN Solar | JOCA PV WIRE TWIN 6mm2 | JOCA; 6mm2 | m | m | 132 | 0% | 132 |  |  |  | 0.17 | 0.000212 | List kg per meter; volume Est. (weight governs) | 0.005667% | 17647 | 0.29415 | 6.6 | 0 | 0 | 138.8942 | 5.223% | 30% | 180.5624 | 210.008 | Sep 3, 2026
IAN-WIR-017 | Wires and Terminations | IAN Solar | CABLE GLAND |  | pc | pc | 25 | 0% | 25 |  |  |  | 0.01 | 2e-05 | List grams; volume Est. | 0.0003333% | 300000 | 0.017303 | 1.25 | 0 | 0 | 26.2673 | 5.069% | 30% | 34.1475 | 39.7162 | Sep 3, 2026
IAN-WIR-018 | Wires and Terminations | IAN Solar | TERMINAL LUG 150A | 150A | pc | pc | 50 | 0% | 50 |  |  |  | 0.014 | 2.8e-05 | List grams; volume Est. | 0.0004667% | 214285 | 0.024224 | 2.5 | 0 | 0 | 52.5242 | 5.048% | 30% | 68.2815 | 79.4166 | Sep 3, 2026
IAN-WIR-019 | Wires and Terminations | IAN Solar | TERMINAL LUG 200A | 200A | pc | pc | 90 | 0% | 90 |  |  |  | 0.0095 | 1.9e-05 | List grams; volume Est. | 0.0003167% | 315789 | 0.016438 | 4.5 | 0 | 0 | 94.5164 | 5.018% | 30% | 122.8714 | 142.9089 | Sep 3, 2026
IAN-WIR-020 | Wires and Terminations | IAN Solar | TERMINAL LUG 25mm | 25mm | pc | pc | 150 | 0% | 150 |  |  |  | 0.0159 | 3.2e-05 | List grams; volume Est. | 0.00053% | 188679 | 0.027512 | 7.5 | 0 | 0 | 157.5275 | 5.018% | 30% | 204.7858 | 238.1816 | Sep 3, 2026
IAN-WIR-021 | Wires and Terminations | IAN Solar | TERMINAL LUG 35mm | 35mm | pc | pc | 180 | 0% | 180 |  |  |  | 0.0147 | 2.9e-05 | List grams; volume Est. | 0.00049% | 204081 | 0.025436 | 9 | 0 | 0 | 189.0254 | 5.014% | 30% | 245.7331 | 285.8065 | Sep 3, 2026
IAN-WIR-022 | Wires and Terminations | IAN Solar | TERMINAL LUG DT-16 |  | pc | pc | 230 | 0% | 230 |  |  |  | 0.028 | 5.6e-05 | List grams; volume Est. | 0.0009333% | 107142 | 0.048449 | 11.5 | 0 | 0 | 241.5484 | 5.021% | 30% | 314.013 | 365.2213 | Sep 3, 2026
IAN-WIR-023 | Wires and Terminations | IAN Solar | TERMINAL LUG DT-50 |  | pc | pc | 280 | 0% | 280 |  |  |  | 0.063 | 0.000126 | List grams; volume Est. | 0.0021% | 47619 | 0.10901 | 14 | 0 | 0 | 294.109 | 5.039% | 30% | 382.3417 | 444.6928 | Sep 3, 2026
IAN-WIR-024 | Wires and Terminations | IAN Solar | TERMINAL LUG 95mm | 95mm | pc | pc | 300 | 0% | 300 |  |  |  | 0.064 | 0.000128 | List grams; volume Est. | 0.002133% | 46875 | 0.11074 | 15 | 0 | 0 | 315.1107 | 5.037% | 30% | 409.644 | 476.4474 | Sep 3, 2026
IAN-WIR-025 | Wires and Terminations | IAN Solar | TERMINAL LUG DT-95 |  | pc | pc | 300 | 0% | 300 |  |  |  | 0.12 | 0.00024 | List grams; volume Est. | 0.004% | 25000 | 0.20764 | 15 | 0 | 0 | 315.2076 | 5.069% | 30% | 409.7699 | 476.5939 | Sep 3, 2026
IAN-WIR-026 | Wires and Terminations | IAN Solar | MC4 PAIR | 30A | pair | pair | 40 | 0% | 40 |  |  |  | 0.021 | 4.2e-05 | List grams; volume Est. | 0.0007% | 142857 | 0.036336 | 2 | 0 | 0 | 42.0363 | 5.091% | 30% | 54.6472 | 63.5589 | Sep 3, 2026
IAN-WIR-027 | Wires and Terminations | IAN Solar | Y-MC4 PAIR | 30A | pair | pair | 230 | 0% | 230 |  |  |  | 0.1125 | 0.000225 | List grams; volume Est. | 0.00375% | 26666 | 0.19466 | 11.5 | 0 | 0 | 241.6947 | 5.085% | 30% | 314.2031 | 365.4423 | Sep 3, 2026
IAN-WIR-028 | Wires and Terminations | IAN Solar | JOCA GROUNDING WIRE 3.5mm2 | JOCA; 3.5mm2 | m | m | 41 | 0% | 41 |  |  |  | 0.0387 | 4.8e-05 | List kg per meter; volume Est. (weight governs) | 0.00129% | 77519 | 0.066963 | 2.05 | 0 | 0 | 43.117 | 5.163% | 30% | 56.0521 | 65.1928 | Sep 3, 2026
IAN-WIR-029 | Wires and Terminations | IAN Solar | JOCA GROUNDING WIRE 10mm2 | JOCA; 10mm2 | m | m | 105 | 0% | 105 |  |  |  | 0.115 | 0.000144 | List kg per meter; volume Est. (weight governs) | 0.003833% | 26086 | 0.19899 | 5.25 | 0 | 0 | 110.449 | 5.19% | 30% | 143.5837 | 166.9989 | Sep 3, 2026
IAN-WIR-030 | Wires and Terminations | IAN Solar | JOCA GROUNDING WIRE 16mm2 | JOCA; 16mm2 | m | m | 151 | 0% | 151 |  |  |  | 0.195 | 0.000244 | List kg per meter; volume Est. (weight governs) | 0.0065% | 15384 | 0.33741 | 7.55 | 0 | 0 | 158.8874 | 5.223% | 30% | 206.5536 | 240.2378 | Sep 3, 2026
OP-WIR-001 | Wires and Terminations | One Point | THHN 3.5mm2 | 3.5mm2 | m | m | 60 | 0% | 60 |  |  |  | 0.039 | 4.9e-05 | List kg per meter; volume Est. (weight governs) | 0.0013% | 76923 | 0.067482 | 3 | 0 | 0 | 63.0675 | 5.112% | 30% | 81.9877 | 95.358 | Sep 11, 2026
OP-WIR-002 | Wires and Terminations | One Point | THHN 5.5mm2 | 5.5mm2 | m | m | 80 | 0% | 80 |  |  |  | 0.059 | 7.4e-05 | List kg per meter; volume Est. (weight governs) | 0.001967% | 50847 | 0.10209 | 4 | 0 | 0 | 84.1021 | 5.128% | 30% | 109.3327 | 127.1624 | Sep 11, 2026
OP-WIR-003 | Wires and Terminations | One Point | THHN 8.0mm2 | 8.0mm2 | m | m | 100 | 0% | 100 |  |  |  | 0.09 | 0.000112 | List kg per meter; volume Est. (weight governs) | 0.003% | 33333 | 0.15573 | 5 | 0 | 0 | 105.1557 | 5.156% | 30% | 136.7024 | 158.9955 | Sep 11, 2026
OP-WIR-004 | Wires and Terminations | One Point | 25mm2 30CM Long w/ LUG | 25mm2; Battery cable | pc | pc | 200 | 0% | 200 |  |  |  | 0.1085 | 0.000136 | List kg per meter; volume Est. (weight governs) | 0.003617% | 27649 | 0.18774 | 10 | 0 | 0 | 210.1877 | 5.094% | 30% | 273.2441 | 317.8039 | Sep 11, 2026
OP-WIR-005 | Wires and Terminations | One Point | 16mm2 - 1M w/ LUG PAIR | 16mm2; 1 m; Battery cable | pair | pair | 600 | 0% | 600 |  |  |  | 0.235 | 0.000294 | List kg per meter; volume Est. (weight governs) | 0.007833% | 12765 | 0.40662 | 30 | 0 | 0 | 630.4066 | 5.068% | 30% | 819.5286 | 953.1748 | Sep 11, 2026
OP-WIR-006 | Wires and Terminations | One Point | 25mm2 - 1M w/ LUG PAIR | 25mm2; 1 m; Battery cable | pair | pair | 800 | 0% | 800 |  |  |  | 0.3675 | 0.000459 | List kg per meter; volume Est. (weight governs) | 0.01225% | 8163 | 0.63589 | 40 | 0 | 0 | 840.6359 | 5.079% | 30% | 1092.8267 | 1271.0415 | Sep 11, 2026
OP-WIR-007 | Wires and Terminations | One Point | 35mm2 - 1M w/ LUG PAIR | 35mm2; 1 m; Battery cable | pair | pair | 1000 | 0% | 1000 |  |  |  | 0.47 | 0.000587 | List kg per meter; volume Est. (weight governs) | 0.01567% | 6382 | 0.81325 | 50 | 0 | 0 | 1050.8132 | 5.081% | 30% | 1366.0572 | 1588.8296 | Sep 11, 2026
OP-WIR-008 | Wires and Terminations | One Point | 50mm2 - 1M w/ LUG PAIR | 50mm2; 1 m; Battery cable | pair | pair | 1500 | 0% | 1500 |  |  |  | 0.6 | 0.00075 | List kg per meter; volume Est. (weight governs) | 0.02% | 5000 | 1.0382 | 75 | 0 | 0 | 1576.0382 | 5.069% | 30% | 2048.8496 | 2382.9697 | Sep 11, 2026
OP-WIR-009 | Wires and Terminations | One Point | 70mm2 - 1M w/ LUG PAIR | 70mm2; 1 m; Battery cable | pair | pair | 2200 | 0% | 2200 |  |  |  | 0.76 | 0.00095 | List kg per meter; volume Est. (weight governs) | 0.02533% | 3947 | 1.315 | 110 | 0 | 0 | 2311.315 | 5.06% | 30% | 3004.7095 | 3494.7083 | Sep 11, 2026
OP-WIR-010 | Wires and Terminations | One Point | TWIN 4mm2 | 4mm2; PV cable - call for wholesale price | m | m | 100 | 0% | 100 |  |  |  | 0.11 | 0.000138 | List kg per meter; volume Est. (weight governs) | 0.003667% | 27272 | 0.19033 | 5 | 0 | 0 | 105.1903 | 5.19% | 30% | 136.7474 | 159.0478 | Sep 11, 2026 |  | Retail price ("call for wholesale")
OP-WIR-011 | Wires and Terminations | One Point | TWIN 6mm2 | 6mm2; PV cable - call for wholesale price | m | m | 140 | 0% | 140 |  |  |  | 0.1945 | 0.000243 | List kg per meter; volume Est. (weight governs) | 0.006483% | 15424 | 0.33655 | 7 | 0 | 0 | 147.3365 | 5.24% | 30% | 191.5375 | 222.7729 | Sep 11, 2026 |  | Retail price ("call for wholesale")
OP-WIR-012 | Wires and Terminations | One Point | MC4-PAIR 30A | 30A | pair | pair | 60 | 0% | 60 |  |  |  | 0.142 | 0.000284 | List grams; volume Est. | 0.004733% | 21126 | 0.2457 | 3 | 0 | 0 | 63.2457 | 5.41% | 30% | 82.2194 | 95.6275 | Sep 11, 2026
OP-WIR-013 | Wires and Terminations | One Point | MC4-Y | 30A | pc | pc | 350 | 0% | 350 |  |  |  | 0.11 | 0.00022 | List grams; volume Est. | 0.003667% | 27272 | 0.19033 | 17.5 | 0 | 0 | 367.6903 | 5.054% | 30% | 477.9974 | 555.9478 | Sep 11, 2026
OP-WIR-014 | Wires and Terminations | One Point | MC4-W |  | pc | pc | 450 | 0% | 450 |  |  |  | 0.0215 | 4.3e-05 | List grams; volume Est. | 0.0007167% | 139534 | 0.037202 | 22.5 | 0 | 0 | 472.5372 | 5.008% | 30% | 614.2984 | 714.4762 | Sep 11, 2026
IAN-PRT-001 | Protective Devices | IAN Solar | YESEIZN DC BATTERY BREAKER 125A | Yeseizn; 125A | pc | pc | 1500 | 0% | 1500 |  |  |  | 0.85 | 0.00133 | List: gross weight, packaging size | 0.02833% | 3529 | 1.4708 | 0 | 0 | 0 | 1501.4708 | 0.09805% | 30% | 1951.912 | 2270.2238 | Sep 3, 2026
IAN-PRT-002 | Protective Devices | IAN Solar | SUNTREE DC BATTERY BREAKER 2P 160A 500V | Suntree; 160A; 500V; 2P | pc | pc | 2200 | 0% | 2200 |  |  |  | 2.34 | 0.00258 | List: gross weight, packaging size | 0.078% | 1282 | 4.0489 | 0 | 0 | 0 | 2204.0489 | 0.184% | 30% | 2865.2636 | 3332.522 | Sep 3, 2026
IAN-PRT-003 | Protective Devices | IAN Solar | SUNTREE DC BATTERY BREAKER 2P 250A 500V | Suntree; 250A; 500V; 2P | pc | pc | 2400 | 0% | 2400 |  |  |  | 3 | 0.00918 | List: gross weight, packaging size | 0.1% | 1000 | 5.1909 | 0 | 0 | 0 | 2405.1909 | 0.2163% | 30% | 3126.7482 | 3636.6487 | Sep 3, 2026
IAN-PRT-004 | Protective Devices | IAN Solar | YESEIZN DC BATTERY BREAKER 160A | Yeseizn; 160A | pc | pc | 2600 | 0% | 2600 |  |  |  | 2.1 | 0.00386 | List: gross weight, packaging size | 0.07% | 1428 | 3.6336 | 0 | 0 | 0 | 2603.6336 | 0.1398% | 30% | 3384.7237 | 3936.6941 | Sep 3, 2026
IAN-PRT-005 | Protective Devices | IAN Solar | SUNTREE DC BREAKER 2P 200A 1000V | Suntree; 200A; 1000V; 2P | pc | pc | 3000 | 0% | 3000 |  |  |  | 2.05 | 0.00411 | List: gross weight, packaging size | 0.06833% | 1463 | 3.5471 | 0 | 0 | 0 | 3003.5471 | 0.1182% | 30% | 3904.6113 | 4541.3633 | Sep 3, 2026
IAN-PRT-006 | Protective Devices | IAN Solar | SUNTREE DC BREAKER 2P 250A 1000V | Suntree; 250A; 1000V; 2P | pc | pc | 3000 | 0% | 3000 |  |  |  | 3 | 0.00186 | List gross weight; volume = product size +20% (packaging size smaller than product) | 0.1% | 1000 | 5.1909 | 0 | 0 | 0 | 3005.1909 | 0.173% | 30% | 3906.7482 | 4543.8487 | Sep 3, 2026
IAN-PRT-007 | Protective Devices | IAN Solar | YESEIZN DC BATTERY BREAKER 250A | Yeseizn; 250A | pc | pc | 3500 | 0% | 3500 |  |  |  | 1.65 | 0.00221 | List: gross weight, packaging size | 0.055% | 1818 | 2.855 | 0 | 0 | 0 | 3502.855 | 0.08157% | 30% | 4553.7115 | 5296.3168 | Sep 3, 2026
IAN-PRT-008 | Protective Devices | IAN Solar | YESEIZN DC BREAKER 16A/25A | Yeseizn; 16A; 25A | pc | pc | 350 | 0% | 350 |  |  |  | 0.2 | 0.00029 | List: gross weight, packaging size | 0.006667% | 15000 | 0.34606 | 0 | 0 | 0 | 350.3461 | 0.09887% | 30% | 455.4499 | 529.7232 | Sep 3, 2026
IAN-PRT-009 | Protective Devices | IAN Solar | SUNTREE DC BREAKER 2P 16A/25A 600V | Suntree; 16A; 25A; 600V; 2P | pc | pc | 500 | 0% | 500 |  |  |  | 0.26 | 0.00031 | List: gross weight, packaging size | 0.008667% | 11538 | 0.44988 | 0 | 0 | 0 | 500.4499 | 0.08998% | 30% | 650.5848 | 756.6802 | Sep 3, 2026
IAN-PRT-010 | Protective Devices | IAN Solar | SUNTREE DC BREAKER 2P 32A 600V | Suntree; 32A; 600V; 2P | pc | pc | 500 | 0% | 500 |  |  |  | 0.26 | 0.00026 | List: gross weight, packaging size | 0.008667% | 11538 | 0.44988 | 0 | 0 | 0 | 500.4499 | 0.08998% | 30% | 650.5848 | 756.6802 | Sep 3, 2026
IAN-PRT-011 | Protective Devices | IAN Solar | SUNTREE DC BREAKER 4P 16A/25A 1000V | Suntree; 16A; 25A; 1000V; 4P | pc | pc | 900 | 0% | 900 |  |  |  | 0.5 | 0.00051 | List: gross weight, packaging size | 0.01667% | 6000 | 0.86515 | 0 | 0 | 0 | 900.8652 | 0.09613% | 30% | 1171.1247 | 1362.1081 | Sep 3, 2026
IAN-PRT-012 | Protective Devices | IAN Solar | SUNTREE DC BREAKER 2P 16A/25A 1000V | Suntree; 16A; 25A; 1000V; 2P | pc | pc | 1000 | 0% | 1000 |  |  |  | 0.26 | 0.00029 | List: gross weight, packaging size | 0.008667% | 11538 | 0.44988 | 0 | 0 | 0 | 1000.4499 | 0.04499% | 30% | 1300.5848 | 1512.6802 | Sep 3, 2026
IAN-PRT-013 | Protective Devices | IAN Solar | SUNTREE FUSE 1P 1000V 20A | Suntree; 20A; 1000V; 1P | pc | pc | 300 | 0% | 300 |  |  |  | 0.25 | 0.00017 | List gross weight; volume = product size +20% (packaging size smaller than product) | 0.008333% | 12000 | 0.43258 | 0 | 0 | 0 | 300.4326 | 0.1442% | 30% | 390.5624 | 454.2541 | Sep 3, 2026
IAN-PRT-014 | Protective Devices | IAN Solar | SUNTREE FUSE 1P 1000V 25A | Suntree; 25A; 1000V; 1P | pc | pc | 300 | 0% | 300 |  |  |  | 0.085 | 0.00013 | List: gross weight, packaging size | 0.002833% | 35294 | 0.14708 | 0 | 0 | 0 | 300.1471 | 0.04903% | 30% | 390.1912 | 453.8224 | Sep 3, 2026
IAN-PRT-015 | Protective Devices | IAN Solar | SUNTREE FUSE 1P 1100VDC | Suntree; 1100V; 1P | pc | pc | 300 | 0% | 300 |  |  |  | 0.1 | 0.0002 | Est. (list gross 1.02 kg vs net 0.01 kg) | 0.003333% | 30000 | 0.17303 | 0 | 0 | 0 | 300.173 | 0.05768% | 30% | 390.2249 | 453.8616 | Sep 3, 2026
IAN-PRT-016 | Protective Devices | IAN Solar | SUNTREE ISOLATOR 32A 4P 1000V | Suntree; 32A; 1000V; 4P; DC isolator | pc | pc | 1300 | 0% | 1300 |  |  |  | 0.8 | 0.00223 | List: gross weight, packaging size | 0.02667% | 3750 | 1.3842 | 0 | 0 | 0 | 1301.3842 | 0.1065% | 30% | 1691.7995 | 1967.693 | Sep 3, 2026
IAN-PRT-017 | Protective Devices | IAN Solar | REYUN DC SPD 1000V | Reyun; 1000V | pc | pc | 500 | 0% | 500 |  |  |  | 0.36 | 0.0004 | List: gross weight, packaging size | 0.012% | 8333 | 0.62291 | 0 | 0 | 0 | 500.6229 | 0.1246% | 30% | 650.8098 | 756.9418 | Sep 3, 2026
IAN-PRT-018 | Protective Devices | IAN Solar | SUNTREE DC SPD 2P 600V | Suntree; 600V; 2P | pc | pc | 1000 | 0% | 1000 |  |  |  | 0.3 | 0.00025 | List: gross weight, packaging size | 0.01% | 10000 | 0.51909 | 0 | 0 | 0 | 1000.5191 | 0.05191% | 30% | 1300.6748 | 1512.7849 | Sep 3, 2026
IAN-PRT-019 | Protective Devices | IAN Solar | SUNTREE DC SPD 3P 1000V | Suntree; 1000V; 3P | pc | pc | 1200 | 0% | 1200 |  |  |  | 0.45 | 0.00032 | List: gross weight, packaging size | 0.015% | 6666 | 0.77864 | 0 | 0 | 0 | 1200.7786 | 0.06489% | 30% | 1561.0122 | 1815.5773 | Sep 3, 2026
IAN-PRT-020 | Protective Devices | IAN Solar | PROJOY PEFS-PL80S-21 | Projoy | pc | pc | 2800 | 0% | 2800 |  |  |  | 0.35 | 0.00071 | List: gross weight, packaging size | 0.01167% | 8571 | 0.60561 | 0 | 0 | 0 | 2800.6056 | 0.02163% | 30% | 3640.7873 | 4234.5157 | Sep 3, 2026
IAN-PRT-021 | Protective Devices | IAN Solar | PROJOY PEFS-PCY-S-60-11 | Projoy | pc | pc | 3200 | 0% | 3200 |  |  |  | 1.85 | 0.00504 | List: gross weight, packaging size | 0.06167% | 1621 | 3.2011 | 0 | 0 | 0 | 3203.2011 | 0.1% | 30% | 4164.1614 | 4843.24 | Sep 3, 2026
IAN-PRT-022 | Protective Devices | IAN Solar | PROJOY RSD PEFS-EL40H-04-P2 (2 strings) | Projoy | pc | pc | 8900 | 0% | 8900 |  |  |  | 5 | 0.00365 | List: gross weight, packaging size | 0.1667% | 600 | 8.6515 | 0 | 0 | 0 | 8908.6515 | 0.09721% | 30% | 11581.247 | 13469.8811 | Sep 3, 2026
IAN-PRT-023 | Protective Devices | IAN Solar | PROJOY RSD PEFS-EL40H-08-P2 (4 strings) | Projoy | pc | pc | 15800 | 0% | 15800 |  |  |  | 4.1 | 0.01498 | List: gross weight, packaging size | 0.1367% | 731 | 7.0943 | 0 | 0 | 0 | 15807.0943 | 0.0449% | 30% | 20549.2225 | 23900.3265 | Sep 3, 2026
IAN-PRT-024 | Protective Devices | IAN Solar | PROJOY RSD PEFS-EL40H-10-P2 (5 strings) | Projoy | pc | pc | 17400 | 0% | 17400 |  |  |  | 4 | 0.01082 | List gross weight; volume = product size +20% (packaging size smaller than product) | 0.1333% | 750 | 6.9212 | 0 | 0 | 0 | 17406.9212 | 0.03978% | 30% | 22628.9976 | 26319.2649 | Sep 3, 2026
IAN-PRT-025 | Protective Devices | IAN Solar | PROJOY RSD PEFS-EL40H-16-P2 (8 strings) | Projoy | pc | pc | 26500 | 0% | 26500 |  |  |  | 5.5 | 0.0506 | List: gross weight, packaging size | 0.3545% | 282 | 18.4012 | 0 | 0 | 0 | 26518.4012 | 0.06944% | 30% | 34473.9215 | 40095.8226 | Sep 3, 2026
IAN-PRT-026 | Protective Devices | IAN Solar | PROJOY RSD PEFS-EL40H-20-P2 (10 strings) | Projoy | pc | pc | 31200 | 0% | 31200 |  |  |  | 5.6 | 0.02496 | List: gross weight, packaging size | 0.1867% | 535 | 9.6897 | 0 | 0 | 0 | 31209.6897 | 0.03106% | 30% | 40572.5966 | 47189.0509 | Sep 3, 2026
IAN-PRT-027 | Protective Devices | IAN Solar | SUNTREE AC BREAKER 2P 32A/63A 400V | Suntree; 32A; 63A; 400V; 2P | pc | pc | 250 | 0% | 250 |  |  |  | 0.28 | 0.00026 | List: gross weight, packaging size | 0.009333% | 10714 | 0.48449 | 0 | 0 | 0 | 250.4845 | 0.1938% | 30% | 325.6298 | 378.7325 | Sep 3, 2026
IAN-PRT-028 | Protective Devices | IAN Solar | DELIXI AC BREAKER 32A/63A | Delixi; 32A; 63A | pc | pc | 300 | 0% | 300 |  |  |  | 0.25 | 0.00027 | List: gross weight, packaging size | 0.008333% | 12000 | 0.43258 | 0 | 0 | 0 | 300.4326 | 0.1442% | 30% | 390.5624 | 454.2541 | Sep 3, 2026
IAN-PRT-029 | Protective Devices | IAN Solar | SUNTREE AC BREAKER 3P 125A | Suntree; 125A; 3P | pc | pc | 2500 | 0% | 2500 |  |  |  | 0.45 | 0.00048 | List: gross weight, packaging size | 0.015% | 6666 | 0.77864 | 0 | 0 | 0 | 2500.7786 | 0.03115% | 30% | 3251.0122 | 3781.1773 | Sep 3, 2026
IAN-PRT-030 | Protective Devices | IAN Solar | SUNTREE ISOLATOR 63A 4P 415V | Suntree; 63A; 415V; 4P | pc | pc | 1300 | 0% | 1300 |  |  |  | 0.7 | 0.00194 | List: gross weight, packaging size | 0.02333% | 4285 | 1.2112 | 0 | 0 | 0 | 1301.2112 | 0.09317% | 30% | 1691.5746 | 1967.4314 | Sep 3, 2026
IAN-PRT-031 | Protective Devices | IAN Solar | SUNTREE AC SPD 1P 220V | Suntree; 220V; 1P | pc | pc | 180 | 0% | 180 |  |  |  | 0.12 | 0.0002 | List: gross weight, packaging size | 0.004% | 25000 | 0.20764 | 0 | 0 | 0 | 180.2076 | 0.1154% | 30% | 234.2699 | 272.4739 | Sep 3, 2026
IAN-PRT-032 | Protective Devices | IAN Solar | SUNTREE AC SPD 1P 440V | Suntree; 440V; 1P | pc | pc | 200 | 0% | 200 |  |  |  | 0.15 | 0.00018 | List: gross weight, packaging size | 0.005% | 20000 | 0.25955 | 0 | 0 | 0 | 200.2595 | 0.1298% | 30% | 260.3374 | 302.7924 | Sep 3, 2026
IAN-PRT-033 | Protective Devices | IAN Solar | SUNTREE AC SPD 1P 480V | Suntree; 480V; 1P | pc | pc | 200 | 0% | 200 |  |  |  | 0.14 | 0.00018 | List: gross weight, packaging size | 0.004667% | 21428 | 0.24224 | 0 | 0 | 0 | 200.2422 | 0.1211% | 30% | 260.3149 | 302.7663 | Sep 3, 2026
IAN-PRT-034 | Protective Devices | IAN Solar | REYUN AC SPD 385V | Reyun; 385V | pc | pc | 400 | 0% | 400 |  |  |  | 0.123 | 0.00014 | List: gross weight, packaging size | 0.0041% | 24390 | 0.21283 | 0 | 0 | 0 | 400.2128 | 0.05321% | 30% | 520.2767 | 605.1218 | Sep 3, 2026
IAN-PRT-035 | Protective Devices | IAN Solar | SUNTREE AC SPD 2P 275V | Suntree; 275V; 2P | pc | pc | 400 | 0% | 400 |  |  |  | 0.3 | 0.00022 | List: gross weight, packaging size | 0.01% | 10000 | 0.51909 | 0 | 0 | 0 | 400.5191 | 0.1298% | 30% | 520.6748 | 605.5849 | Sep 3, 2026
IAN-PRT-036 | Protective Devices | IAN Solar | SUNTREE AC SPD 2P 385V | Suntree; 385V; 2P | pc | pc | 600 | 0% | 600 |  |  |  | 0.3 | 0.0003 | List: gross weight, packaging size | 0.01% | 10000 | 0.51909 | 0 | 0 | 0 | 600.5191 | 0.08652% | 30% | 780.6748 | 907.9849 | Sep 3, 2026
IAN-PRT-037 | Protective Devices | IAN Solar | SUNTREE AC SPD 3P 220V | Suntree; 220V; 3P | pc | pc | 600 | 0% | 600 |  |  |  | 0.43 | 0.00041 | List: gross weight, packaging size | 0.01433% | 6976 | 0.74403 | 0 | 0 | 0 | 600.744 | 0.124% | 30% | 780.9672 | 908.325 | Sep 3, 2026
IAN-PRT-038 | Protective Devices | IAN Solar | SUNTREE AC SPD 3P 440V | Suntree; 440V; 3P | pc | pc | 600 | 0% | 600 |  |  |  | 0.38 | 0.00044 | List: gross weight, packaging size | 0.01267% | 7894 | 0.65752 | 0 | 0 | 0 | 600.6575 | 0.1096% | 30% | 780.8548 | 908.1942 | Sep 3, 2026
IAN-PRT-039 | Protective Devices | IAN Solar | SUNTREE AC SPD 3P 480V | Suntree; 480V; 3P | pc | pc | 600 | 0% | 600 |  |  |  | 0.4 | 0.00043 | List: gross weight, packaging size | 0.01333% | 7500 | 0.69212 | 0 | 0 | 0 | 600.6921 | 0.1154% | 30% | 780.8998 | 908.2465 | Sep 3, 2026
IAN-PRT-040 | Protective Devices | IAN Solar | REYUN AC SPD 3P 480V | Reyun; 480V; 3P | pc | pc | 1500 | 0% | 1500 |  |  |  | 0.38 | 0.0004 | List: gross weight, packaging size | 0.01267% | 7894 | 0.65752 | 0 | 0 | 0 | 1500.6575 | 0.04383% | 30% | 1950.8548 | 2268.9942 | Sep 3, 2026
IAN-PRT-041 | Protective Devices | IAN Solar | SUNTREE ATS SQ8W-63/2P 63A | Suntree; 63A; 2P | pc | pc | 3500 | 0% | 3500 |  |  |  | 1.85 | 0.00334 | List: gross weight, packaging size | 0.06167% | 1621 | 3.2011 | 0 | 0 | 0 | 3503.2011 | 0.09146% | 30% | 4554.1614 | 5296.84 | Sep 3, 2026
IAN-PRT-042 | Protective Devices | IAN Solar | SANKEN ATS Q1-125LE/2P PV 125A | Sanken; 125A; 2P | pc | pc | 3800 | 0% | 3800 |  |  |  | 0.71 | 0.00287 | List: gross weight, packaging size | 0.02367% | 4225 | 1.2285 | 0 | 0 | 0 | 3801.2285 | 0.03233% | 30% | 4941.5971 | 5747.4575 | Sep 3, 2026
IAN-PRT-043 | Protective Devices | IAN Solar | SUNTREE ATS SQ8M-125/2P 125A | Suntree; 8 m; 125A; 2P | pc | pc | 6000 | 0% | 6000 |  |  |  | 2.6 | 0.00676 | List: gross weight, packaging size | 0.08667% | 1153 | 4.4988 | 0 | 0 | 0 | 6004.4988 | 0.07498% | 30% | 7805.8484 | 9078.8022 | Sep 3, 2026
IAN-PRT-044 | Protective Devices | IAN Solar | SUNTREE ATS SQ8M-125/4P 125A | Suntree; 8 m; 125A; 4P | pc | pc | 7000 | 0% | 7000 |  |  |  | 2.5 | 0.00676 | List: gross weight, packaging size | 0.08333% | 1200 | 4.3258 | 0 | 0 | 0 | 7004.3258 | 0.0618% | 30% | 9105.6235 | 10590.5406 | Sep 3, 2026
OP-PRT-001 | Protective Devices | One Point | DC-2P-BR-600V-80A 125A | Suntree; 80A; 125A; 600V; 2P | pc | pc | 800 | 0% | 800 |  |  |  | 0.55 | 0.00043 | List: gross weight, packaging size | 0.01833% | 5454 | 0.95167 | 0 | 0 | 0 | 800.9517 | 0.119% | 30% | 1041.2372 | 1211.0389 | Sep 11, 2026
OP-PRT-002 | Protective Devices | One Point | DC-2P-BR-600V-125A-MCCB | Suntree; 125A; 600V; 2P | pc | pc | 1800 | 0% | 1800 |  |  |  | 1.1 | 0.00266 | List: gross weight, packaging size | 0.03667% | 2727 | 1.9033 | 0 | 0 | 0 | 1801.9033 | 0.1057% | 30% | 2342.4743 | 2724.4778 | Sep 11, 2026
OP-PRT-003 | Protective Devices | One Point | DC-2P-MCCB-100V-160A | Suntree; 160A; 100V; 2P; Battery breaker | pc | pc | 2500 | 0% | 2500 |  |  |  | 2.34 | 0.00242 | List: gross weight, packaging size | 0.078% | 1282 | 4.0489 | 0 | 0 | 0 | 2504.0489 | 0.162% | 30% | 3255.2636 | 3786.122 | Sep 11, 2026
OP-PRT-004 | Protective Devices | One Point | DC-2P-MCCB-100V-225A | Suntree; 225A; 100V; 2P; Battery breaker | pc | pc | 3500 | 0% | 3500 |  |  |  | 2.4 | 0.00297 | List: gross weight, packaging size | 0.08% | 1250 | 4.1527 | 0 | 0 | 0 | 3504.1527 | 0.1186% | 30% | 4555.3986 | 5298.2789 | Sep 11, 2026
OP-PRT-005 | Protective Devices | One Point | DC-2P-MCCB-100V-320A | Suntree; 320A; 100V; 2P; Battery breaker | pc | pc | 4500 | 0% | 4500 |  |  |  | 2.15 | 0.00567 | List: gross weight, packaging size | 0.07167% | 1395 | 3.7202 | 0 | 0 | 0 | 4503.7202 | 0.08267% | 30% | 5854.8362 | 6809.6249 | Sep 11, 2026
OP-PRT-006 | Protective Devices | One Point | DC-2P-BR-550V-16A 25A - 63A | Suntree; 16A; 25A; 63A; 550V; 2P | pc | pc | 700 | 0% | 700 |  |  |  | 0.26 | 0.00024 | List: gross weight, packaging size | 0.008667% | 11538 | 0.44988 | 0 | 0 | 0 | 700.4499 | 0.06427% | 30% | 910.5848 | 1059.0802 | Sep 11, 2026
OP-PRT-007 | Protective Devices | One Point | DC-4P-1000V-32A | Suntree; 32A; 1000V; 4P | pc | pc | 1200 | 0% | 1200 |  |  |  | 0.55 | 0.00051 | List: gross weight, packaging size | 0.01833% | 5454 | 0.95167 | 0 | 0 | 0 | 1200.9517 | 0.07931% | 30% | 1561.2372 | 1815.8389 | Sep 11, 2026
OP-PRT-008 | Protective Devices | One Point | DC-3P-1500V-32A | Suntree; 32A; 1500V; 3P | pc | pc | 2000 | 0% | 2000 |  |  |  | 0.6 | 0.00064 | List: gross weight, packaging size | 0.02% | 5000 | 1.0382 | 0 | 0 | 0 | 2001.0382 | 0.05191% | 30% | 2601.3496 | 3025.5697 | Sep 11, 2026
OP-PRT-009 | Protective Devices | One Point | DC-FUSE | Suntree | pc | pc | 400 | 0% | 400 |  |  |  | 0.1 | 0.0002 | Est. (list gross 1.02 kg vs net 0.01 kg) | 0.003333% | 30000 | 0.17303 | 0 | 0 | 0 | 400.173 | 0.04326% | 30% | 520.2249 | 605.0616 | Sep 11, 2026
OP-PRT-010 | Protective Devices | One Point | DC-4P-SISO-1000V-32A | Suntree; 32A; 1000V; 4P; DC isolator | pc | pc | 1200 | 0% | 1200 |  |  |  | 0.8 | 0.00223 | List: gross weight, packaging size | 0.02667% | 3750 | 1.3842 | 0 | 0 | 0 | 1201.3842 | 0.1154% | 30% | 1561.7995 | 1816.493 | Sep 11, 2026
OP-PRT-011 | Protective Devices | One Point | DC-2P-SPD-500V | Suntree; 500V; 2P; Check rating vs max string Voc | pc | pc | 1000 | 0% | 1000 |  |  |  | 0.29 | 0.00024 | List: gross weight, packaging size | 0.009667% | 10344 | 0.50179 | 0 | 0 | 0 | 1000.5018 | 0.05018% | 30% | 1300.6523 | 1512.7587 | Sep 11, 2026 |  | CHECK: see Model / spec column
OP-PRT-012 | Protective Devices | One Point | DC-4P-SPD | Suntree; 4P | pc | pc | 1500 | 0% | 1500 |  |  |  | 0.4 | 0.00046 | List: gross weight, packaging size | 0.01333% | 7500 | 0.69212 | 0 | 0 | 0 | 1500.6921 | 0.04614% | 30% | 1950.8998 | 2269.0465 | Sep 11, 2026
OP-PRT-013 | Protective Devices | One Point | DC T1 T2 SPD 2P - 600V | Suntree; 600V; 2P | pc | pc | 1500 | 0% | 1500 |  |  |  | 0.36 | 0.00027 | List: gross weight, packaging size | 0.012% | 8333 | 0.62291 | 0 | 0 | 0 | 1500.6229 | 0.04153% | 30% | 1950.8098 | 2268.9418 | Sep 11, 2026
OP-PRT-014 | Protective Devices | One Point | DC T1 T2 SPD 3P - 1000V | Suntree; 1000V; 3P | pc | pc | 2200 | 0% | 2200 |  |  |  | 0.43 | 0.00043 | List: gross weight, packaging size | 0.01433% | 6976 | 0.74403 | 0 | 0 | 0 | 2200.744 | 0.03382% | 30% | 2860.9672 | 3327.525 | Sep 11, 2026
OP-PRT-015 | Protective Devices | One Point | SUNTREE RSD 40A X 2 | Suntree; 40A; Rapid shutdown | pc | pc | 7500 | 0% | 7500 |  |  |  | 4.5 | 0.02016 | List: gross weight, packaging size | 0.15% | 666 | 7.7864 | 0 | 0 | 0 | 7507.7864 | 0.1038% | 30% | 9760.1223 | 11351.773 | Sep 11, 2026
OP-PRT-016 | Protective Devices | One Point | SUNTREE RSD 40A X 4 | Suntree; 40A | pc | pc | 11000 | 0% | 11000 |  |  |  | 4.6 | 0.01997 | List: gross weight, packaging size | 0.1533% | 652 | 7.9594 | 0 | 0 | 0 | 11007.9594 | 0.07236% | 30% | 14310.3472 | 16644.0346 | Sep 11, 2026
OP-PRT-017 | Protective Devices | One Point | SUNTREE RSD 40A X 6 | Suntree; 40A | pc | pc | 15000 | 0% | 15000 |  |  |  | 5.8 | 0.02706 | List: gross weight, packaging size | 0.1933% | 517 | 10.0358 | 0 | 0 | 0 | 15010.0358 | 0.06691% | 30% | 19513.0465 | 22695.1741 | Sep 11, 2026
OP-PRT-018 | Protective Devices | One Point | SUNTREE RSD 40A X 8 | Suntree; 40A | pc | pc | 20000 | 0% | 20000 |  |  |  | 6.8 | 0.03344 | List: gross weight, packaging size | 0.2343% | 426 | 12.1608 | 0 | 0 | 0 | 20012.1608 | 0.0608% | 30% | 26015.809 | 30258.3871 | Sep 11, 2026
OP-PRT-019 | Protective Devices | One Point | SUNTREE RSD 40A X 10 | Suntree; 40A | pc | pc | 23000 | 0% | 23000 |  |  |  | 7.5 | 0.038 | List: gross weight, packaging size | 0.2662% | 375 | 13.8191 | 0 | 0 | 0 | 23013.8191 | 0.06008% | 30% | 29917.9648 | 34796.8944 | Sep 11, 2026
OP-PRT-020 | Protective Devices | One Point | AC-2P-BREAKER-20A 32A 63A | Suntree; 20A; 32A; 63A; 2P | pc | pc | 400 | 0% | 400 |  |  |  | 0.28 | 0.00028 | List: gross weight, packaging size | 0.009333% | 10714 | 0.48449 | 0 | 0 | 0 | 400.4845 | 0.1211% | 30% | 520.6298 | 605.5325 | Sep 11, 2026
OP-PRT-021 | Protective Devices | One Point | AC-4P-BREAKER-20A | Suntree; 20A; 4P | pc | pc | 800 | 0% | 800 |  |  |  | 0.55 | 0.00054 | List: gross weight, packaging size | 0.01833% | 5454 | 0.95167 | 0 | 0 | 0 | 800.9517 | 0.119% | 30% | 1041.2372 | 1211.0389 | Sep 11, 2026
OP-PRT-022 | Protective Devices | One Point | AC-2P MCCB 180A | Suntree; 180A; 2P; Listed as 180A/225A 1500/2000 | pc | pc | 1500 | 0% | 1500 |  |  |  | 1.5 | 0.00243 | List: gross weight, packaging size | 0.05% | 2000 | 2.5955 | 0 | 0 | 0 | 1502.5955 | 0.173% | 30% | 1953.3741 | 2271.9243 | Sep 11, 2026 |  | CHECK: see Model / spec column
OP-PRT-023 | Protective Devices | One Point | AC-3P MCCB 63A | Suntree; 63A; 3P; Listed as 63A/125A 1500/2000 | pc | pc | 1500 | 0% | 1500 |  |  |  | 0.42 | 0.00037 | List: gross weight, packaging size | 0.014% | 7142 | 0.72673 | 0 | 0 | 0 | 1500.7267 | 0.04845% | 30% | 1950.9447 | 2269.0988 | Sep 11, 2026 |  | CHECK: see Model / spec column
OP-PRT-024 | Protective Devices | One Point | AC-2P MCCB 225A | Suntree; 225A; 2P | pc | pc | 2000 | 0% | 2000 |  |  |  | 2 | 0.00285 | List: gross weight, packaging size | 0.06667% | 1500 | 3.4606 | 0 | 0 | 0 | 2003.4606 | 0.173% | 30% | 2604.4988 | 3029.2325 | Sep 11, 2026
OP-PRT-025 | Protective Devices | One Point | AC-3P MCCB 125A | Suntree; 125A; 3P | pc | pc | 2000 | 0% | 2000 |  |  |  | 1.7 | 0.00154 | List: gross weight, packaging size | 0.05667% | 1764 | 2.9415 | 0 | 0 | 0 | 2002.9415 | 0.1471% | 30% | 2603.824 | 3028.4476 | Sep 11, 2026
OP-PRT-026 | Protective Devices | One Point | AC-3P MCCB 160A | Suntree; 160A; 3P; Listed as 160A/250A 2500/3000 | pc | pc | 2500 | 0% | 2500 |  |  |  | 2 | 0.00308 | List: gross weight, packaging size | 0.06667% | 1500 | 3.4606 | 0 | 0 | 0 | 2503.4606 | 0.1384% | 30% | 3254.4988 | 3785.2325 | Sep 11, 2026 |  | CHECK: see Model / spec column
OP-PRT-027 | Protective Devices | One Point | AC-3P MCCB 250A | Suntree; 250A; 3P | pc | pc | 3000 | 0% | 3000 |  |  |  | 2.6 | 0.00367 | List: gross weight, packaging size | 0.08667% | 1153 | 4.4988 | 0 | 0 | 0 | 3004.4988 | 0.15% | 30% | 3905.8484 | 4542.8022 | Sep 11, 2026
OP-PRT-028 | Protective Devices | One Point | AC-2P MCCB 300A | Suntree; 300A; 2P | pc | pc | 5000 | 0% | 5000 |  |  |  | 1.9 | 0.0037 | List: gross weight, packaging size | 0.06333% | 1578 | 3.2876 | 0 | 0 | 0 | 5003.2876 | 0.06575% | 30% | 6504.2739 | 7564.9708 | Sep 11, 2026
OP-PRT-029 | Protective Devices | One Point | AC-4P-SISO-415V32A | Suntree; 32A; 415V; 4P | pc | pc | 1200 | 0% | 1200 |  |  |  | 0.8 | 0.00223 | List: gross weight, packaging size | 0.02667% | 3750 | 1.3842 | 0 | 0 | 0 | 1201.3842 | 0.1154% | 30% | 1561.7995 | 1816.493 | Sep 11, 2026
OP-PRT-030 | Protective Devices | One Point | AC-2P-SURGE-SPD | Suntree; 2P | pc | pc | 600 | 0% | 600 |  |  |  | 0.25 | 0.00028 | List: gross weight, packaging size | 0.008333% | 12000 | 0.43258 | 0 | 0 | 0 | 600.4326 | 0.0721% | 30% | 780.5624 | 907.8541 | Sep 11, 2026
OP-PRT-031 | Protective Devices | One Point | AC-3P SURGE-SPD | Suntree; 3P | pc | pc | 900 | 0% | 900 |  |  |  | 0.32 | 0.00045 | List: gross weight, packaging size | 0.01067% | 9375 | 0.5537 | 0 | 0 | 0 | 900.5537 | 0.06152% | 30% | 1170.7198 | 1361.6372 | Sep 11, 2026
OP-PRT-032 | Protective Devices | One Point | AC T1 T2 2P SPD 275V | Suntree; 275V; 2P | pc | pc | 1000 | 0% | 1000 |  |  |  | 0.3 | 0.00028 | List: gross weight, packaging size | 0.01% | 10000 | 0.51909 | 0 | 0 | 0 | 1000.5191 | 0.05191% | 30% | 1300.6748 | 1512.7849 | Sep 11, 2026
OP-PRT-033 | Protective Devices | One Point | AC T1 T2 4P SPD 420V | Suntree; 420V; 4P | pc | pc | 1800 | 0% | 1800 |  |  |  | 0.55 | 0.00062 | List: gross weight, packaging size | 0.01833% | 5454 | 0.95167 | 0 | 0 | 0 | 1800.9517 | 0.05287% | 30% | 2341.2372 | 2723.0389 | Sep 11, 2026
OP-PRT-034 | Protective Devices | One Point | AC-2P-MTS-32A 63A 80A | Suntree; 32A; 63A; 80A; 2P; Manual transfer switch | pc | pc | 600 | 0% | 600 |  |  |  | 0.54 | 0.0006 | List: gross weight, packaging size | 0.018% | 5555 | 0.93437 | 0 | 0 | 0 | 600.9344 | 0.1557% | 30% | 781.2147 | 908.6128 | Sep 11, 2026
OP-PRT-035 | Protective Devices | One Point | AC-2P-ATS-690V-63A - MINI | Suntree; 63A; 690V; 2P | pc | pc | 2000 | 0% | 2000 |  |  |  | 0.85 | 0.00324 | List: gross weight, packaging size | 0.02833% | 3529 | 1.4708 | 0 | 0 | 0 | 2001.4708 | 0.07354% | 30% | 2601.912 | 3026.2238 | Sep 11, 2026
OP-PRT-036 | Protective Devices | One Point | AC-2P ATS - MCCB SQ8M - 125A | Suntree; 8 m; 125A; 2P | pc | pc | 6000 | 0% | 6000 |  |  |  | 3.2 | 0.00676 | List: gross weight, packaging size | 0.1067% | 937 | 5.537 | 0 | 0 | 0 | 6005.537 | 0.09228% | 30% | 7807.1981 | 9080.3719 | Sep 11, 2026
OP-PRT-037 | Protective Devices | One Point | AC-2P ATS - MCCB SQ8M - 250A | Suntree; 8 m; 250A; 2P | pc | pc | 9500 | 0% | 9500 |  |  |  | 8.35 | 0.01915 | List: gross weight, packaging size | 0.2783% | 359 | 14.4481 | 0 | 0 | 0 | 9514.4481 | 0.1521% | 30% | 12368.7825 | 14385.8455 | Sep 11, 2026
IAN-ENC-001 | Enclosures and Raceways | IAN Solar | RAIL TRACK |  | pc | pc | 500 | 0% | 500 |  |  |  | 0.3 | 0.0005 | Est. (list weight 627 kg is an error) | 0.01% | 10000 | 0.51909 | 25 | 0 | 0 | 525.5191 | 5.104% | 30% | 683.1748 | 794.5849 | Sep 3, 2026 |  | CHECK: listed as RAIL TRACK - DIN rail? length not stated
IAN-ENC-002 | Enclosures and Raceways | IAN Solar | COMBINER BOX HT-5 (5 ways) |  | pc | pc | 200 | 0% | 200 |  |  |  | 0.5 | 0.003 | List: gross weight, packaging size | 0.02102% | 4758 | 1.091 | 10 | 0 | 0 | 211.091 | 5.545% | 30% | 274.4183 | 319.1696 | Sep 3, 2026
IAN-ENC-003 | Enclosures and Raceways | IAN Solar | COMBINER BOX HT-8 (8 ways) |  | pc | pc | 400 | 0% | 400 |  |  |  | 0.65 | 0.00372 | List: gross weight, packaging size | 0.02606% | 3837 | 1.3528 | 20 | 0 | 0 | 421.3528 | 5.338% | 30% | 547.7587 | 637.0855 | Sep 3, 2026
IAN-ENC-004 | Enclosures and Raceways | IAN Solar | COMBINER BOX HT-18 (18 ways) |  | pc | pc | 800 | 0% | 800 |  |  |  | 1.25 | 0.00783 | List: gross weight, packaging size | 0.05485% | 1823 | 2.8475 | 40 | 0 | 0 | 842.8475 | 5.356% | 30% | 1095.7017 | 1274.3853 | Sep 3, 2026
IAN-ENC-005 | Enclosures and Raceways | IAN Solar | PLASTIC BOX |  | pc | pc | 1000 | 0% | 1000 |  |  |  | 3.8 | 0.0912 | List: gross weight, packaging size | 0.6389% | 156 | 33.1657 | 50 | 0 | 0 | 1083.1657 | 8.317% | 30% | 1408.1155 | 1637.7466 | Sep 3, 2026
IAN-ENC-006 | Enclosures and Raceways | IAN Solar | PLASTIC BOX 300x300x170 |  | pc | pc | 2000 | 0% | 2000 |  |  |  | 3.5 | 0.01946 | List: gross weight, packaging size | 0.1363% | 733 | 7.0768 | 100 | 0 | 0 | 2107.0768 | 5.354% | 30% | 2739.1999 | 3185.9001 | Sep 3, 2026
IAN-ENC-007 | Enclosures and Raceways | IAN Solar | DISTRIBUTION BOX / METAL ENCLOSURE SET | Incl. 1 cable tray 50x50x2000 and 1 rail track | set | set | 4000 | 0% | 4000 |  |  |  | 15.6 | 0.06404 | List: gross weight, packaging size | 0.52% | 192 | 26.9928 | 200 | 0 | 0 | 4226.9928 | 5.675% | 30% | 5495.0907 | 6391.2131 | Sep 3, 2026
IAN-ENC-008 | Enclosures and Raceways | IAN Solar | U CLAMP M16 |  | pc | pc | 40 | 0% | 40 |  |  |  | 0.02 | 0.000101 | Volume: list cm3; weight Est. | 0.0007076% | 141328 | 0.03673 | 2 | 0 | 0 | 42.0367 | 5.092% | 30% | 54.6477 | 63.5595 | Sep 3, 2026
IAN-ENC-009 | Enclosures and Raceways | IAN Solar | FLEX CONDUIT 16mm | 16mm | m | m | 52 | 0% | 52 |  |  |  | 0.06 | 0.000127 | Volume: list liters per meter; weight Est. | 0.002% | 50000 | 0.10382 | 2.6 | 0 | 0 | 54.7038 | 5.2% | 30% | 71.115 | 82.7122 | Sep 3, 2026
IAN-ENC-010 | Enclosures and Raceways | IAN Solar | FLEX CONDUIT 25mm | 25mm | m | m | 88 | 0% | 88 |  |  |  | 0.1 | 0.00036 | Volume: list liters per meter; weight Est. | 0.003333% | 30000 | 0.17303 | 4.4 | 0 | 0 | 92.573 | 5.197% | 30% | 120.3449 | 139.9704 | Sep 3, 2026
IAN-ENC-011 | Enclosures and Raceways | IAN Solar | FLEX CONDUIT 32mm | 32mm | m | m | 100 | 0% | 100 |  |  |  | 0.13 | 0.00052 | Volume: list liters per meter; weight Est. | 0.004333% | 23076 | 0.22494 | 5 | 0 | 0 | 105.2249 | 5.225% | 30% | 136.7924 | 159.1001 | Sep 3, 2026
IAN-ENC-012 | Enclosures and Raceways | IAN Solar | PLASTIC CABLE TRAY 50x50x2000 |  | pc | pc | 200 | 0% | 200 |  |  |  | 1 | 0.005 | Volume: list liters; weight Est. | 0.03503% | 2854 | 1.8183 | 10 | 0 | 0 | 211.8183 | 5.909% | 30% | 275.3638 | 320.2693 | Sep 3, 2026
IAN-ENC-013 | Enclosures and Raceways | IAN Solar | PLASTIC CABLE TRAY 50x80x2000 |  | pc | pc | 300 | 0% | 300 |  |  |  | 1 | 0.008 | Volume: list liters; weight Est. | 0.05605% | 1784 | 2.9093 | 15 | 0 | 0 | 317.9093 | 5.97% | 30% | 413.2821 | 480.6788 | Sep 3, 2026
IAN-ENC-014 | Enclosures and Raceways | IAN Solar | PLASTIC CABLE TRAY 80x80x2000 |  | pc | pc | 400 | 0% | 400 |  |  |  | 1 | 0.0128 | Volume: list liters; weight Est. | 0.08967% | 1115 | 4.6548 | 20 | 0 | 0 | 424.6548 | 6.164% | 30% | 552.0513 | 642.0781 | Sep 3, 2026
IAN-ENC-015 | Enclosures and Raceways | IAN Solar | PLASTIC CABLE TRAY 50x100x2000 |  | pc | pc | 500 | 0% | 500 |  |  |  | 1 | 0.01 | Volume: list liters; weight Est. | 0.07006% | 1427 | 3.6366 | 25 | 0 | 0 | 528.6366 | 5.727% | 30% | 687.2276 | 799.2985 | Sep 3, 2026
IAN-ENC-016 | Enclosures and Raceways | IAN Solar | FLEX CONDUIT 16mm (50 m roll) | 16mm | roll | roll | 2500 | 0% | 2500 |  |  |  | 3 | 0.00615 | Volume: list liters per roll; weight Est. | 0.1% | 1000 | 5.1909 | 125 | 0 | 0 | 2630.1909 | 5.208% | 30% | 3419.2482 | 3976.8487 | Sep 3, 2026
IAN-ENC-017 | Enclosures and Raceways | IAN Solar | FLEX CONDUIT 32mm (25 m roll) | 32mm | roll | roll | 2500 | 0% | 2500 |  |  |  | 3.25 | 0.02011 | Volume: list liters per roll; weight Est. | 0.1409% | 709 | 7.3132 | 125 | 0 | 0 | 2632.3132 | 5.293% | 30% | 3422.0071 | 3980.0575 | Sep 3, 2026
IAN-ENC-018 | Enclosures and Raceways | IAN Solar | FLEX CONDUIT 25mm (50 m roll) | 25mm | roll | roll | 4200 | 0% | 4200 |  |  |  | 5 | 0.0156 | Volume: list liters per roll; weight Est. | 0.1667% | 600 | 8.6515 | 210 | 0 | 0 | 4418.6515 | 5.206% | 30% | 5744.247 | 6681.0011 | Sep 3, 2026
OP-ENC-001 | Enclosures and Raceways | One Point | BATT COMBINER BOX 160A | Suntree; 160A | pc | pc | 3500 | 0% | 3500 |  |  |  | 4.3 | 0.02486 | List: gross weight, packaging size | 0.1742% | 574 | 9.0406 | 175 | 0 | 0 | 3684.0406 | 5.258% | 30% | 4789.2527 | 5570.2693 | Sep 11, 2026
OP-ENC-002 | Enclosures and Raceways | One Point | BATT COMBINER BOX 250A | Suntree; 250A | pc | pc | 4500 | 0% | 4500 |  |  |  | 3.5 | 0.01176 | List: gross weight, packaging size | 0.1167% | 857 | 6.0561 | 225 | 0 | 0 | 4731.0561 | 5.135% | 30% | 6150.3729 | 7153.3568 | Sep 11, 2026
OP-ENC-003 | Enclosures and Raceways | One Point | BATT COMBINER BOX 320A | Suntree; 320A | pc | pc | 7500 | 0% | 7500 |  |  |  | 2.6 | 0.0084 | List: gross weight, packaging size | 0.08667% | 1153 | 4.4988 | 375 | 0 | 0 | 7879.4988 | 5.06% | 30% | 10243.3484 | 11913.8022 | Sep 11, 2026
OP-ENC-004 | Enclosures and Raceways | One Point | BATT COMBINER BOX 400A | Suntree; 400A | pc | pc | 9500 | 0% | 9500 |  |  |  | 12 | 0.03938 | List: gross weight, packaging size | 0.4% | 250 | 20.7637 | 475 | 0 | 0 | 9995.7637 | 5.219% | 30% | 12994.4928 | 15113.5947 | Sep 11, 2026
OP-ENC-005 | Enclosures and Raceways | One Point | HT-12WAY NEW | Suntree; Distribution box | pc | pc | 600 | 0% | 600 |  |  |  | 1.7 | 0.00572 | List: gross weight, packaging size | 0.05667% | 1764 | 2.9415 | 30 | 0 | 0 | 632.9415 | 5.49% | 30% | 822.824 | 957.0076 | Sep 11, 2026
OP-ENC-006 | Enclosures and Raceways | One Point | HT-18WAY NEW | Suntree; Distribution box | pc | pc | 800 | 0% | 800 |  |  |  | 1.3 | 0.01853 | Est. (list gross 11.3 kg vs net 1.1 kg) | 0.1298% | 770 | 6.7386 | 40 | 0 | 0 | 846.7386 | 5.842% | 30% | 1100.7602 | 1280.2688 | Sep 11, 2026
OP-ENC-007 | Enclosures and Raceways | One Point | METAL ENCLOSURE 50X40X20 |  | pc | pc | 2000 | 0% | 2000 |  |  |  | 11.2 | 0.06187 | List: gross weight, packaging size | 0.4334% | 230 | 22.4996 | 100 | 0 | 0 | 2122.4996 | 6.125% | 30% | 2759.2495 | 3209.2194 | Sep 11, 2026
OP-ENC-008 | Enclosures and Raceways | One Point | METAL ENCLOSURE 60X50X25 |  | pc | pc | 3000 | 0% | 3000 |  |  |  | 16.5 | 0.10725 | List: gross weight, packaging size | 0.7514% | 133 | 39.0025 | 150 | 0 | 0 | 3189.0025 | 6.3% | 30% | 4145.7032 | 4821.7717 | Sep 11, 2026
OP-ENC-009 | Enclosures and Raceways | One Point | Cable TRAY 60*60 - 2METER |  | pc | pc | 400 | 0% | 400 |  |  |  | 1 | 0.0072 | Volume: list liters; weight Est. | 0.05044% | 1982 | 2.6183 | 20 | 0 | 0 | 422.6183 | 5.655% | 30% | 549.4039 | 638.9989 | Sep 11, 2026
OP-ENC-010 | Enclosures and Raceways | One Point | HDPE FLEXCON - 100METER 36MM | 36mm | roll | roll | 9500 | 0% | 9500 |  |  |  | 30 | 0.0707 | Volume: list liters per roll; weight Est. | 1% | 100 | 51.9093 | 475 | 0 | 0 | 10026.9093 | 5.546% | 30% | 13034.982 | 15160.6868 | Sep 11, 2026
IAN-GND-001 | Grounding | IAN Solar | EARTH LUG |  | pc | pc | 50 | 0% | 50 |  |  |  | 0.08 | 0.00016 | List kg per piece; volume Est. | 0.002667% | 37500 | 0.13842 | 1 | 0 | 0 | 51.1384 | 2.277% | 30% | 66.48 | 77.3213 | Sep 3, 2026
IAN-GND-002 | Grounding | IAN Solar | LIGHTNING SHIELD |  | pc | pc | 35 | 0% | 35 |  |  |  | 0.5 | 0.000625 | List kg per meter; volume Est. (weight governs) | 0.01667% | 6000 | 0.86515 | 0.7 | 0 | 0 | 36.5652 | 4.472% | 30% | 47.5347 | 55.2865 | Sep 3, 2026 |  | CHECK: list weight unclear
IAN-GND-003 | Grounding | IAN Solar | GROUNDING ROD AND CLAMP | Rod length not stated - confirm | set | set | 500 | 0% | 500 |  |  |  | 1.24 | 0.00155 | List kg per meter; volume Est. (weight governs) | 0.04133% | 2419 | 2.1456 | 10 | 0 | 0 | 512.1456 | 2.429% | 30% | 665.7893 | 774.3641 | Sep 3, 2026 |  | CHECK: see Model / spec column; CHECK: rod length not stated - 1 m assumed (P500 matches a 1 m x 5/8" rod)
OP-GND-001 | Grounding | One Point | GROUNDING ROD 3METER 16MM | 16mm | pc | pc | 1200 | 0% | 1200 |  |  |  | 4.74 | 0.005925 | List kg per meter; volume Est. (weight governs) | 0.158% | 632 | 8.2017 | 24 | 0 | 0 | 1232.2017 | 2.683% | 30% | 1601.8622 | 1863.0889 | Sep 11, 2026
BC-ACC-001 | Accessories | Blue Carbon | Wi-Fi connector (monitoring) | For the FXC inverters | pc | pc | 1400 | 0% | 1400 |  |  |  | 0.2 | 0.001 | Est. | 0.007006% | 14274 | 0.36366 | 0 | 0 | 0 | 1400.3637 | 0.02598% | 30% | 1820.4728 | 2117.3499 | Sep 19, 2026 | 1400
BC-ACC-002 | Accessories | Blue Carbon | Power Supportor (solar kit) | BCT-SF1.0 | pc | pc | 1500 | 0% | 1500 |  |  |  | 2 | 0.01 | Est. | 0.07006% | 1427 | 3.6366 | 0 | 0 | 0 | 1503.6366 | 0.2424% | 30% | 1954.7276 | 2273.4985 | Sep 19, 2026 | 1500 | CHECK: product not identified in the files received
IAN-ACC-001 | Accessories | IAN Solar | PYLONTECH FIDUS PLUS WHEEL | Pylontech | pc | pc | 550 | 0% | 550 |  |  |  | 2 | 0.005 | Est. (list copied the battery weight) | 0.06667% | 1500 | 3.4606 | 0 | 0 | 0 | 553.4606 | 0.6292% | 30% | 719.4988 | 836.8325 | Sep 3, 2026
IAN-ACC-002 | Accessories | IAN Solar | PYLONTECH FIDUS PLUS WALL BRACKET | Pylontech | pc | pc | 750 | 0% | 750 |  |  |  | 2.9 | 0.00374 | List: gross weight, packaging size | 0.09667% | 1034 | 5.0179 | 0 | 0 | 0 | 755.0179 | 0.6691% | 30% | 981.5233 | 1141.5871 | Sep 3, 2026
IAN-ACC-003 | Accessories | IAN Solar | PYLONTECH POWERCUBE M1C ADDITIONAL PAIR | Pylontech | pair | pair | 2500 | 0% | 2500 |  |  |  | 2 | 0.005 | Est. (list weight 51 kg looks like a battery module) | 0.06667% | 1500 | 3.4606 | 0 | 0 | 0 | 2503.4606 | 0.1384% | 30% | 3254.4988 | 3785.2325 | Sep 3, 2026 |  | CHECK: what the "additional pair" is
IAN-ACC-004 | Accessories | IAN Solar | PYLONTECH FIDUS CABLE SET | Pylontech | pc | pc | 3000 | 0% | 3000 |  |  |  | 1.35 | 0.005 | List: gross weight, packaging size | 0.045% | 2222 | 2.3359 | 0 | 0 | 0 | 3002.3359 | 0.07786% | 30% | 3903.0367 | 4539.5319 | Sep 3, 2026
IAN-ACC-005 | Accessories | IAN Solar | PYLONTECH KIT W (PELIO-L ACCESSORIES) | Pylontech | pc | pc | 9800 | 0% | 9800 |  |  |  | 5.5 | 0.0143 | List: gross weight, packaging size | 0.1833% | 545 | 9.5167 | 0 | 0 | 0 | 9809.5167 | 0.09711% | 30% | 12752.3717 | 14831.9892 | Sep 3, 2026
IAN-ACC-006 | Accessories | IAN Solar | PYLONTECH POWERCUBE M1C KIT (10 pairs) | Pylontech | set | set | 25000 | 0% | 25000 |  |  |  | 5.5 | 0.033 | List: gross weight, packaging size | 0.2312% | 432 | 12.0008 | 0 | 0 | 0 | 25012.0008 | 0.048% | 30% | 32515.601 | 37818.1451 | Sep 3, 2026
IAN-ACC-007 | Accessories | IAN Solar | S3-GPRS OR WIFI-ST | Monitoring dongle | pc | pc | 1500 | 0% | 1500 |  |  |  | 0.08 | 0.00041 | List: gross weight, packaging size | 0.002872% | 34814 | 0.1491 | 0 | 0 | 0 | 1500.1491 | 0.00994% | 30% | 1950.1938 | 2268.2254 | Sep 3, 2026
IAN-ACC-008 | Accessories | IAN Solar | CT CLAMP OR LIMITER SMALL 1P | 1P; 100/33.33mA | pc | pc | 1500 | 0% | 1500 |  |  |  | 0.2 | 0.00075 | List: gross weight, packaging size | 0.006667% | 15000 | 0.34606 | 0 | 0 | 0 | 1500.3461 | 0.02307% | 30% | 1950.4499 | 2268.5232 | Sep 3, 2026
IAN-ACC-009 | Accessories | IAN Solar | ACREL METER 1P ON-GRID | Acrel; 1P; For 1-phase on-grid inverters (export limiting) | pc | pc | 2500 | 0% | 2500 |  |  |  | 0.15 | 0.00331 | List: gross weight, packaging size | 0.02319% | 4312 | 1.2037 | 0 | 0 | 0 | 2501.2037 | 0.04815% | 30% | 3251.5648 | 3781.82 | Sep 3, 2026
IAN-ACC-010 | Accessories | IAN Solar | EASTRON SDM120CT 100mA | Eastron | pc | pc | 3000 | 0% | 3000 |  |  |  | 0.218 | 0.0006 | List: gross weight, packaging size | 0.007267% | 13761 | 0.37721 | 0 | 0 | 0 | 3000.3772 | 0.01257% | 30% | 3900.4904 | 4536.5703 | Sep 3, 2026
IAN-ACC-011 | Accessories | IAN Solar | CT CLAMP 300:5A | 5A | pc | pc | 3000 | 0% | 3000 |  |  |  | 0.5 | 0.00088 | List: gross weight, packaging size | 0.01667% | 6000 | 0.86515 | 0 | 0 | 0 | 3000.8652 | 0.02884% | 30% | 3901.1247 | 4537.3081 | Sep 3, 2026
IAN-ACC-012 | Accessories | IAN Solar | CT CLAMP 600:5A | 5A | pc | pc | 5000 | 0% | 5000 |  |  |  | 1.09 | 0.00202 | List: gross weight, packaging size | 0.03633% | 2752 | 1.886 | 0 | 0 | 0 | 5001.886 | 0.03772% | 30% | 6502.4518 | 7562.8517 | Sep 3, 2026
IAN-ACC-013 | Accessories | IAN Solar | METER 3P DTSD1352 | 3P | pc | pc | 10000 | 0% | 10000 |  |  |  | 0.7 | 0.00331 | List: gross weight, packaging size | 0.02333% | 4285 | 1.2112 | 0 | 0 | 0 | 10001.2112 | 0.01211% | 30% | 13001.5746 | 15121.8314 | Sep 3, 2026
IAN-ACC-014 | Accessories | IAN Solar | CT CLAMP 1500:5A | 5A | pc | pc | 10000 | 0% | 10000 |  |  |  | 2.72 | 0.00612 | List: gross weight, packaging size | 0.09067% | 1102 | 4.7064 | 0 | 0 | 0 | 10004.7064 | 0.04706% | 30% | 13006.1184 | 15127.1161 | Sep 3, 2026
IAN-ACC-015 | Accessories | IAN Solar | CT CLAMP 2000:5A | 5A | pc | pc | 12000 | 0% | 12000 |  |  |  | 2 | 0.00484 | List: gross weight, packaging size | 0.06667% | 1500 | 3.4606 | 0 | 0 | 0 | 12003.4606 | 0.02884% | 30% | 15604.4988 | 18149.2325 | Sep 3, 2026
IAN-ACC-016 | Accessories | IAN Solar | SOLIS-EPM1-5G EXPORT POWER MANAGER 1P | Solis; 1P; For single-phase inverters | pc | pc | 30000 | 0% | 30000 |  |  |  | 4.2 | 0.02495 | List: gross weight, packaging size | 0.1748% | 572 | 9.0733 | 0 | 0 | 0 | 30009.0733 | 0.03024% | 30% | 39011.7953 | 45373.7188 | Sep 3, 2026
IAN-ACC-017 | Accessories | IAN Solar | SOLIS-EPM3-5G-PRO EXPORT POWER MANAGER 3P | Solis; 3P | pc | pc | 30000 | 0% | 30000 |  |  |  | 4.5 | 0.01374 | List gross weight; volume = product size +20% (packaging size smaller than product) | 0.15% | 666 | 7.7864 | 0 | 0 | 0 | 30007.7864 | 0.02595% | 30% | 39010.1223 | 45371.773 | Sep 3, 2026
OP-ACC-001 | Accessories | One Point | WIFI OR LIMITER |  | pc | pc | 1500 | 0% | 1500 |  |  |  | 1.4 | 0.0168 | List: gross weight, packaging size | 0.1177% | 849 | 6.1095 | 0 | 0 | 0 | 1506.1095 | 0.4073% | 30% | 1957.9423 | 2277.2375 | Sep 11, 2026
OP-ACC-002 | Accessories | One Point | EASTRON 1P w/ 1 x CT 300A | Eastron; 300A; 1P; Smart meter for export limiting | pc | pc | 6000 | 0% | 6000 |  |  |  | 0.55 | 0.00094 | List: gross weight, packaging size | 0.01833% | 5454 | 0.95167 | 0 | 0 | 0 | 6000.9517 | 0.01586% | 30% | 7801.2372 | 9073.4389 | Sep 11, 2026
OP-ACC-003 | Accessories | One Point | EASTRON 3P w/ 3 x CT 300A | Eastron; 300A; 3P | pc | pc | 12000 | 0% | 12000 |  |  |  | 1.6 | 0.00432 | List: gross weight, packaging size | 0.05333% | 1875 | 2.7685 | 0 | 0 | 0 | 12002.7685 | 0.02307% | 30% | 15603.599 | 18148.186 | Sep 11, 2026
OP-ACC-004 | Accessories | One Point | EASTRON 3P w/ 3 x CT 600A | Eastron; 600A; 3P | pc | pc | 15000 | 0% | 15000 |  |  |  | 1.95 | 0.00562 | List: gross weight, packaging size | 0.065% | 1538 | 3.3741 | 0 | 0 | 0 | 15003.3741 | 0.02249% | 30% | 19504.3863 | 22685.1016 | Sep 11, 2026
OP-ACC-005 | Accessories | One Point | EASTRON 3P w/ 3 x CT 1000A | Eastron; 1000A; 3P | pc | pc | 21000 | 0% | 21000 |  |  |  | 3.5 | 0.01382 | List: gross weight, packaging size | 0.1167% | 857 | 6.0561 | 0 | 0 | 0 | 21006.0561 | 0.02884% | 30% | 27307.8729 | 31761.1568 | Sep 11, 2026
IAN-CSM-001 | Consumables | IAN Solar | SEALANT BLACK |  | pc | pc | 300 | 0% | 300 |  |  |  | 0.35 | 0.0004 | Est. (no size or weight on the list) | 0.01167% | 8571 | 0.60561 | 30 | 0 | 0 | 330.6056 | 10.2% | 30% | 429.7873 | 499.8757 | Sep 3, 2026

## NOTES
PL Development Inc. - Materials database
Suppliers: Blue Carbon (Sep 19, 2026 distributor list), Felicity Solar (September 2026 list), One Point (Sep 11, 2026 Main QC list, picked up at the Alabang branch; listed as One Solar on the canvass sheet) and IAN Solar (Sep 3, 2026 list). One Point and IAN Solar sizes and weights come from the earlier canvass sheet. All four are pickup only.
Landed cost = your six groups (freight is added once per job; the other five are per item)
1 Base price - supplier list price, VAT-exclusive, less any dealer discount you enter in SUPPLIERS. Take the VAT invoice (12% more): PL Dev is VAT-registered, so that 12% comes back as input VAT against the output VAT on the customer invoice. Net cost = VAT-exclusive price. Without the invoice the purchase cannot be deducted for income tax.
2 Freight - one pickup run per job in our own (shadow) truck: ownership + driver + helper per trip-day, fuel and maintenance per km, toll. Once the route is set, a trip costs the same whether the truck carries one panel or a full load, so freight is a job cost, not an item cost. The job sheet adds it as one line: trips x run cost for the suppliers that job buys from. It is NOT in the item landed cost on MATERIALS DB.
3 Handling - own crew unloading, stockpiling and moving materials to the work face (landed cost ends where the installer picks the item up).
4 Storage - zero while we buy per job. Enter a per-unit amount if an item is stocked.
5 Wastage - % of net price by category (offcuts, spares, damage).
6 Payment terms - card fees or credit charges, % of net price, per supplier.
Freight and handling
- Truck share per unit = the larger of (package weight / truck payload) and (package volume / cargo volume). 1 / share = how many of that item fill the truck.
- Truck share does two things: (a) counts trips - a job whose items add up to more than one truck needs a second trip; (b) spreads handling, which does grow with the amount of material.
- Handling per unit = handling cost of a typical 6 kW job x truck share / typical fill (the share of the truck the REF BASKET job uses). Freight markup is an input on DRIVERS.
- The reference run is on the ROUTE sheet. Stops go in driving order: empty to the farthest supplier (Caloocan), then load on the way back south (Makati, Alabang, Santa Rosa), then the site. A supplier is on the run only if the REF BASKET buys from it, so the route, km and toll follow the basket.
- Km between stops is Est. on ROUTE; replace with Google Maps truck-route km. Toll per leg is built from your Class 2 Skyway Stage 3 and Skyway/SLEX tables on the TOLL sheet, using the toll plaza nearest each stop.
- The truck is a shadow truck: a pricing basis for what owning an NMR85 closed van would cost per run, not a vehicle we have. Km and toll are what that truck would run on this route; the Caloocan leg is priced on Skyway Stage 3.
- SUPPLIERS has a "Delivers to site free" switch. All four are No (pickup only). If one ever delivers, set it to Yes: it leaves the run and its items are not counted for trips.
Selling price per item
- Selling price = landed cost before freight x (1 + markup tier of its category). Customer price per item = that landed cost x (1 + tier + 5% agent commission) x 1.12 VAT. Freight, labor, mob/demob and other job-level costs are added once per job on the job sheet.
Inputs
- Inputs are the plain values in DRIVERS, SUPPLIERS, REF BASKET and the MATERIALS DB columns marked (input). Everything else is a formula.
- Est. marks estimates to replace: weights/volumes not in the datasheets, route km, toll, fuel economy, maintenance, handling hours, wastage.
Labor and mob/demob (LABOR RATES, MOB-DEMOB, LABOR CALC)
- Man-hours = takeoff quantity x man-hours per unit, calibrated to your 9.12 kWp grid-tie (16 panels, 10 kW inverter). Roof (1 skilled + 1 laborer): 4 hours panels and mounting + 2 hours wiring. Ground (team lead + 1 laborer): 4 hours mounting + 2 hours wiring, energization and commissioning. Hand-off 1 hour. Day rates include the P150 allowance: team lead P3,000, skilled P1,500, laborer P1,000.
- Roof: 2 MH setup per job (Est.) + 0.375 MH mounting + 0.25 MH wiring per panel. Ground: my relative weights per task, split into mounting and wiring, each scaled so that job comes out at your hours. Battery and hybrid work is scaled from those weights, not measured.
- Battery packs are carried separately: carry crew = pack weight / 32 kg per person (your practice: 4 people for a 125 kg pack; input), at least 2; man-hours = carry crew x hauling hours per pack x packs. The crew on site is never smaller than the carry crew.
- Hybrid jobs: your 13.97 kWp hybrid (simpler roof, 2 x 125 kg packs) was roof and ground in one normal day with 4 people. LABOR RATES sets a hybrid ground pace so that job fits one 4-person day; any job with a battery or hybrid inverter uses it. Grid-tie jobs keep the 9.12 kWp pace. Typical jobs use the simple-roof factor (0.75, Est.).
- One crew: team lead + 1 laborer on the ground work, pairs of 1 skilled + 1 laborer on the roof. Everyone is paid the whole day, so whoever finishes first moves to the other work. LABOR CALC tries 1, 2 and 3 roof pairs (4, 6 and 8 persons) and picks the cheapest that closes the roof within a day and stays within the max installation days and max pairs.
- Because days are paid whole (pay unit on LABOR RATES), the crew is chosen on cost after rounding up, not on man-hours alone.
- Commissioning is done by the crew within the ground work, as on your 9.12 kWp job. There is no separate commissioning visit; add your own days on site in LABOR CALC if you will be there.
- Mob/demob = installation days x crew transport per day (company pickup: ownership per day used + km x running cost + toll) + packaging disposal. Travel time comes out of the crew's productive hours.
- Tools: the TOOLS sheet spreads what the crew tools cost (VAT-exclusive where invoiced) over their life and the job-days a year, and LABOR CALC charges it per installation day. Heavy equipment is rented per job.
JOB sheet (one job, start to finish)
- Enter DB codes and quantities in the BOM. Item, supplier, landed cost before freight and markup tier fill in from MATERIALS DB.
- Freight is worked out for the suppliers this BOM buys from (ROUTE distances and tolls), times the trips the load needs.
- The takeoff for labor is counted from the BOM and feeds the last column of LABOR CALC; crew, days, labor, mob/demob and tools come back.
- Other direct costs: PPE (Est. per person-day), PEE sign and seal (P1,000), LGU permit and CFEI (Est.), and the two net-metering fees when net metering is Yes. Government fees pass through at cost.
- Price = direct cost + markup (item tiers; freight 15%; labor, mob/demob, tools, PPE and seal 30%) + 5% agent commission on direct cost, then 12% VAT. OCM/OP split the markup.
- Close-out: type actual costs in the BOM and the Actual column; actual OP = actual gross profit - planned OCM.
Left out (on the supplier lists but not PV job materials)
- Blue Carbon: solar street, flood and garden lights; solar water pump kits; solar cooker, freezer and DC appliances; LED bulbs.
- One Point: solar water pumps and solar streetlights.

## DRIVERS
DRIVERS
Item | Value | Unit | Source / remarks
TRUCK (shadow-owned, for pricing)
Truck basis | Isuzu NMR85HS closed van, 14 x 6 x 6 ft box |  | Your pricing basis (Sep 2026)
Payload | 3000 | kg | Your figure
Cargo volume | 14.2741 | m3 | 14 x 6 x 6 ft box
Ownership cost per trip-day | 8500 | P | Your computed fixed freight cost
Driver per trip-day | 1500 | P | Your figure
Helper per trip-day | 1000 | P | Your figure
Diesel price | 100 | P/L | Your basis
Fuel economy, loaded | 7 | km/L | Est. - replace with your figure
Maintenance (tires, PMS) per km | 3 | P/km | Est. - replace with your PMS table
Running cost per km | 17.2857 | P/km | Fuel + maintenance
REFERENCE PICKUP RUN (Pila-area job)
Route | Pila > IAN Solar (Caloocan) > Felicity (Makati) > One Point (Alabang) > Blue Carbon (Santa Rosa) > Pila-area site > Pila |  | From ROUTE: follows the suppliers the REF BASKET buys from
Loop distance | 235 | km | From ROUTE (Est. km between stops)
Toll, whole run | 2220 | P | From ROUTE (Class 2 rates on the TOLL sheet)
Trip-days for the run | 1 | days | Input. Set 2 if the stops cannot be done in one day
Run cost (freight for one trip) | 17282.1429 | P | Ownership, driver and helper per trip-day + km x running cost + toll. Fixed per trip: the same with one panel or a full load
HANDLING
Helper day rate (incl. meal) | 1000 | P/day | Your rate
Handling hours, typical 6 kW job | 6 | helper-hours | Est. - 2 helpers x 3 h: unload, stockpile, move to work face
Handling cost, typical 6 kW job | 750 | P | Spread per item by truck share: more material, more handling
Typical fill of the truck (from REF BASKET) | 14.45% |  | Share of the truck a typical 6 kW job uses; used to spread handling
JOB-LEVEL
Agent commission (of direct cost) | 5% |  | Set Sep 30, 2026
VAT | 12%
Markup on freight (job line) | 15% |  | Input. 15% is about what the old per-item method charged on freight through the panel and battery tiers
CATEGORIES
Category | Markup tier | Wastage | Why
Solar Panel | 10% | 0% | Price visible to customers, big share of cost
Inverter | 10% | 0% | Price visible, big share
Battery | 15% | 0% | Price visible, big share; warranty handling is ours
All-in-one System | 15% | 0% | Inverter + battery in one unit; priced like a battery. New category - drop if not wanted
Mounting | 30% | 2% | Wastage Est.: spare clamps and screws
Wires and Terminations | 30% | 5% | Wastage Est.: offcuts
Protective Devices | 30% | 0%
Enclosures and Raceways | 30% | 5% | Wastage Est.: conduit offcuts
Grounding | 30% | 2% | Wastage Est.
Accessories | 30% | 0%
Consumables | 30% | 10% | Wastage Est.

## SUPPLIERS
SUPPLIERS
Supplier | Pickup address | One-way km from Pila base (from ROUTE) | Dealer discount off list (input) | Payment fee % (input) | Delivers to site free (input Yes/No) | Price list date | Prices | Warranty | Remarks
Blue Carbon | Warehouse Complex, Brgy. Malitlit, Santa Rosa, Laguna | 55 | 0% | 0% | No | Sep 19, 2026 (previous list Sep 7, 2026) | Distributor price (the list says so); VAT-exclusive, VAT invoice available at 12% more; local freight not included; changes announced 5 working days ahead | Panels 25 yrs; lithium batteries 10 yrs on the price list (battery datasheets say 5 yrs); DLL hybrid inverters 5 yrs | km Est. Payment terms and delivery offer not yet known
Felicity Solar | Office and warehouse, Buendia, Makati (at the Skyway exit) | 90 | 0% | 0% | No | September 2026 | VAT-exclusive; VAT invoice available at 12% more. The list is SRP: enter your discounted prices in the MATERIALS DB list price column (keep the discount here at 0), or a flat % here | Hybrid inverters 10 yrs; off-grid 2 yrs; eco-hybrid 5 yrs; FLA batteries 7 yrs; FLB and FLH batteries 10 yrs; racks not covered | km Est. Payment terms and delivery offer not yet known
IAN Solar | 490 EDSA, East Grace Park, Caloocan City | 110 | 0% | 0% | No | Sep 3, 2026 | VAT-exclusive; VAT invoice available at 12% more. Luzon branch price | Not stated on the list | Pickup only
One Point | Alabang branch, Cupang, Muntinlupa (plus code C2HH+HV9). Tel 0981-655-9900 | 70 | 0% | 0% | No | Sep 11, 2026 (Main QC list) | VAT-exclusive; VAT invoice available at 12% more. Items marked "call for wholesale" are retail prices | Not stated on the list | Pickup only, at Alabang. Listed as One Solar (Main QC) on the canvass sheet; your sample package was priced from this list. Alabang prices are the same as Main QC (you confirmed)

## TOLL
TOLL - Class 2 rates for the shadow truck (your tables). Rows = exit, columns = entry
SKYWAY STAGE 3
Exit \ Entry | Buendia | Quirino | Plaza Dilao | Nagtahan | E. Rodriguez | Quezon Ave. | Balintawak
Quirino | 210 | -- | -- | -- | -- | 528 | 528
Plaza Dilao | -- | -- | -- | -- | -- | -- | --
Nagtahan | 210 | -- | -- | -- | -- | 528 | 528
E. Rodriguez | -- | -- | -- | -- | -- | 258 | 258
Quezon Ave. | 528 | 528 | -- | 528 | 258 | -- | 258
Balintawak | 528 | 528 | -- | 528 | 258 | 258 | --
NLEX | 528 | 528 | -- | 528 | 258 | 258 | --
SKYWAY / SLEX
Exit \ Entry | Magallanes | Buendia | C-5 | Amorsolo | Bicutan | Magallanes (Skyway) | NAIAX | Sucat | Alabang | Filinvest | MCX | Susana Heights | San Pedro | Southwoods | Carmona | Mamplasan | Sta. Rosa | ABI/Greenfield | Cabuyao | Silangan | Calamba | Merville
Buendia | -- | -- | -- | -- | 145 | -- | FREE | 237 | 329 | -- | 418 | 371 | 385 | 420 | 434 | 457 | 478 | 508 | 527 | 540 | 582 | --
C-5 | -- | -- | -- | -- | 98 | -- | -- | 168 | 237 | 248 | 326 | 279 | 293 | 328 | 342 | 365 | 386 | 416 | 435 | 448 | 490 | --
Amorsolo | -- | -- | -- | -- | 145 | -- | FREE | 237 | 329 | -- | 418 | 371 | 385 | 420 | 434 | 457 | 478 | 508 | 527 | 540 | 582 | --
Bicutan | 98 | 145 | 98 | 145 | -- | 145 | 145 | 69 | 138 | 149 | 227 | 180 | 194 | 229 | 243 | 266 | 287 | 317 | 336 | 349 | 391 | --
Magallanes (Skyway) | -- | -- | -- | -- | 145 | -- | FREE | 237 | 329 | -- | 418 | 371 | 385 | 420 | 434 | 457 | 478 | 508 | 527 | 540 | 582 | --
NAIAX | -- | FREE | -- | FREE | 145 | FREE | -- | 237 | 329 | -- | 418 | 371 | 385 | 420 | 434 | 457 | 478 | 508 | 527 | 540 | 582 | --
Sucat | 168 | 237 | 168 | 237 | 69 | 237 | 237 | -- | 69 | 80 | 158 | 111 | 125 | 160 | 174 | 197 | 218 | 248 | 267 | 280 | 322 | --
Alabang | 237 | 329 | 237 | 329 | 138 | 329 | 329 | 69 | -- | 11 | 89 | 42 | 56 | 91 | 105 | 128 | 149 | 179 | 198 | 211 | 253 | --
Filinvest | 248 | -- | 248 | -- | 149 | -- | -- | 80 | 11 | -- | 78 | 31 | 45 | 80 | 94 | 117 | 138 | 168 | 187 | 200 | 242 | --
MCX | 326 | 418 | 326 | 418 | 227 | 418 | 418 | 158 | 89 | 78 | -- | 47 | 61 | 96 | 110 | 133 | 154 | 184 | 203 | 216 | 258 | --
Susana Heights | 279 | 371 | 279 | 371 | 180 | 371 | 371 | 111 | 42 | 31 | 47 | -- | 14 | 49 | 63 | 86 | 107 | 137 | 156 | 169 | 211 | --
San Pedro | 293 | 385 | 293 | 385 | 194 | 385 | 385 | 125 | 56 | 45 | 61 | 14 | -- | 35 | 49 | 72 | 93 | 123 | 142 | 155 | 197 | --
Southwoods | 328 | 420 | 328 | 420 | 229 | 420 | 420 | 160 | 91 | 80 | 96 | 49 | 35 | -- | 14 | 37 | 58 | 88 | 107 | 120 | 162 | --
Carmona | 342 | 434 | 342 | 434 | 243 | 434 | 434 | 174 | 105 | 94 | 110 | 63 | 49 | 14 | -- | 23 | 44 | 74 | 93 | 106 | 148 | --
Mamplasan | 365 | 457 | 365 | 457 | 266 | 457 | 457 | 197 | 128 | 117 | 133 | 86 | 72 | 37 | 23 | -- | 21 | 51 | 69 | 83 | 124 | --
Sta. Rosa | 386 | 478 | 386 | 478 | 287 | 478 | 478 | 218 | 149 | 138 | 154 | 107 | 93 | 58 | 44 | 21 | -- | 30 | 49 | 62 | 104 | --
ABI/Greenfield | 416 | 508 | 416 | 508 | 317 | 508 | 508 | 248 | 179 | 168 | 184 | 137 | 123 | 88 | 74 | 51 | 30 | -- | 19 | 32 | 74 | --
Cabuyao | 435 | 527 | 435 | 527 | 336 | 527 | 527 | 267 | 198 | 187 | 203 | 156 | 142 | 107 | 93 | 69 | 49 | 19 | -- | 13 | 55 | --
Silangan | 448 | 540 | 448 | 540 | 349 | 540 | 540 | 280 | 211 | 200 | 216 | 169 | 155 | 120 | 106 | 83 | 62 | 32 | 13 | -- | 42 | --
Calamba | 490 | 582 | 490 | 582 | 391 | 582 | 582 | 322 | 253 | 242 | 258 | 211 | 197 | 162 | 148 | 124 | 104 | 74 | 55 | 42 | -- | --
Merville | 98 | -- | -- | -- | -- | -- | -- | -- | -- | -- | -- | -- | -- | -- | -- | -- | -- | -- | -- | -- | -- | --
Don Bosco | -- | -- | -- | -- | 145 | -- | FREE | 237 | 329 | -- | 418 | 371 | 385 | 420 | 434 | 457 | 478 | 508 | 527 | 540 | 582 | --

## ROUTE
ROUTE - reference pickup run for a Pila-area job
# | Location | Address | Toll plaza used |  | One-way km from Pila base
1 | Pila base | PL Development Inc., Pila, Laguna | Calamba (SLEX) |  | 0
2 | IAN Solar | 490 EDSA, East Grace Park, Caloocan City | Balintawak (Skyway Stage 3) |  | 110
3 | Felicity Solar | Buendia, Makati (Skyway exit) | Buendia (Skyway) |  | 90
4 | One Point | Alabang branch, Cupang, Muntinlupa (C2HH+HV9) | Alabang (Skyway/SLEX) |  | 70
5 | Blue Carbon | Warehouse Complex, Brgy. Malitlit, Santa Rosa, Laguna | Sta. Rosa (SLEX) |  | 55
6 | Job site | Pila-area site (reference job) | Calamba (SLEX) |  | 10
ONE-WAY ROAD KM BETWEEN STOPS (Est. - replace with Google Maps truck-route km; row = from, column = to)
| Pila base | IAN Solar | Felicity Solar | One Point | Blue Carbon | Job site
Pila base | 0 | 110 | 90 | 70 | 55 | 10
IAN Solar | 110 | 0 | 22 | 40 | 60 | 115
Felicity Solar | 90 | 22 | 0 | 18 | 35 | 90
One Point | 70 | 40 | 18 | 0 | 20 | 70
Blue Carbon | 55 | 60 | 35 | 20 | 0 | 55
Job site | 10 | 115 | 90 | 70 | 55 | 0
TOLL PER LEG, P (Class 2, from the TOLL sheet via each stop's toll plaza; row = from, column = to)
| Pila base | IAN Solar | Felicity Solar | One Point | Blue Carbon | Job site
Pila base | 0 | 1110 | 582 | 253 | 104 | 0
IAN Solar | 1110 | 0 | 528 | 857 | 1006 | 1110
Felicity Solar | 582 | 528 | 0 | 329 | 478 | 582
One Point | 253 | 857 | 329 | 0 | 149 | 253
Blue Carbon | 104 | 1006 | 478 | 149 | 0 | 104
Job site | 0 | 1110 | 582 | 253 | 104 | 0
Balintawak to Buendia (southbound) is not on your Skyway Stage 3 table; the Buendia to Balintawak rate is used for it.
REFERENCE RUN - stops in driving order: empty to the farthest supplier, load on the way back south along Skyway and SLEX
Seq | Stop | Location # | On this run? | Last stop so far (location #) | Leg km | Leg toll | Why
1 | Pila base | 1 | Yes | 1 | 0 | 0 | Start, truck empty
2 | IAN Solar | 2 | Yes | 2 | 110 | 1110 | On the run when the REF BASKET buys from this supplier
3 | Felicity Solar | 3 | Yes | 3 | 22 | 528 | On the run when the REF BASKET buys from this supplier
4 | One Point | 4 | Yes | 4 | 18 | 329 | On the run when the REF BASKET buys from this supplier
5 | Blue Carbon | 5 | Yes | 5 | 20 | 149 | On the run when the REF BASKET buys from this supplier
6 | Job site | 6 | Yes | 6 | 55 | 104 | Unload
7 | Pila base | 1 | Yes | 1 | 10 | 0 | Return
Loop distance and toll |  |  |  |  | 235 | 2220
Route | Pila > IAN Solar (Caloocan) > Felicity (Makati) > One Point (Alabang) > Blue Carbon (Santa Rosa) > Pila-area site > Pila
Shadow truck: these km and tolls price the run as if we owned the NMR85; they are not a plan for how we actually haul.

## REF BASKET
REF BASKET - a typical 6 kW hybrid job: sets the typical fill (spreads handling), which suppliers the reference run visits, and shows freight as one job line
Code | Supplier | Item | Qty (input) | Truck share per unit | Truck share, total | Remarks | On our truck?
BC-PNL-004 | Blue Carbon | 630W Bifacial solar panel | 8 | 0.9233% | 7.387% | 8 x 630 W panels | Yes
FS-INV-001 | Felicity Solar | 6 kW low-voltage hybrid inverter (grid-tie + backup) | 1 | 0.8167% | 0.8167% | 6 kW hybrid inverter | Yes
FS-BAT-006 | Felicity Solar | LiFePO4 51.2V 230Ah (11.7 kWh), FLB IP65 | 1 | 3.7% | 3.7% | 11.7 kWh battery (the packages use 11.8 kWh) | Yes
BC-MNT-001 | Blue Carbon | Rail 2.4 m | 8 | 0.08667% | 0.6933% |  | Yes
BC-MNT-006 | Blue Carbon | L-leg (L-foot) | 24 | 0.005% | 0.12% |  | Yes
BC-MNT-003 | Blue Carbon | End clamp | 8 | 0.002667% | 0.02133% |  | Yes
BC-MNT-004 | Blue Carbon | Mid clamp | 12 | 0.002667% | 0.032% |  | Yes
BC-MNT-005 | Blue Carbon | Rail splice | 4 | 0.005% | 0.02% |  | Yes
BC-WIR-001 | Blue Carbon | Solar cable 4mm2, red | 15 | 0.001833% | 0.0275% | PV wire, 30 m total | Yes
BC-WIR-002 | Blue Carbon | Solar cable 4mm2, black | 15 | 0.001833% | 0.0275% |  | Yes
IAN-WIR-004 | IAN Solar | THHN 8.0mm2 EURO WIRES | 35 | 0.003433% | 0.1202% | THHN 8.0: 15 m circuits + 20 m grounding | Yes
OP-WIR-007 | One Point | 35mm2 - 1M w/ LUG PAIR | 2 | 0.01567% | 0.03133% | 35 mm2 battery cable with lugs, 1 m pairs | Yes
OP-ENC-009 | One Point | Cable TRAY 60*60 - 2METER | 1 | 0.05044% | 0.05044% | Cable tray | Yes
IAN-ENC-011 | IAN Solar | FLEX CONDUIT 32mm | 30 | 0.004333% | 0.13% | Flex conduit 32 mm (rev2 had 36 mm HDPE) | Yes
IAN-WIR-026 | IAN Solar | MC4 PAIR | 4 | 0.0007% | 0.0028% | MC4 pairs | Yes
IAN-PRT-009 | IAN Solar | SUNTREE DC BREAKER 2P 16A/25A 600V | 2 | 0.008667% | 0.01733% | PV string breakers | Yes
IAN-PRT-018 | IAN Solar | SUNTREE DC SPD 2P 600V | 1 | 0.01% | 0.01% | DC SPD | Yes
IAN-PRT-003 | IAN Solar | SUNTREE DC BATTERY BREAKER 2P 250A 500V | 1 | 0.1% | 0.1% | Battery breaker (rev2 had a 225A MCCB) | Yes
OP-PRT-035 | One Point | AC-2P-ATS-690V-63A - MINI | 1 | 0.02833% | 0.02833% | ATS 63A | Yes
IAN-PRT-027 | IAN Solar | SUNTREE AC BREAKER 2P 32A/63A 400V | 4 | 0.009333% | 0.03733% | DU disconnect, grid-inverter, inverter-load, grid-load | Yes
IAN-PRT-035 | IAN Solar | SUNTREE AC SPD 2P 275V | 4 | 0.01% | 0.04% | One per AC breaker | Yes
OP-ENC-007 | One Point | METAL ENCLOSURE 50X40X20 | 2 | 0.4334% | 0.8669% | Metal enclosure 50x40x20: DC box and AC box | Yes
OP-GND-001 | One Point | GROUNDING ROD 3METER 16MM | 1 | 0.158% | 0.158% | Ground rod 3 m x 16 mm | Yes
IAN-GND-001 | IAN Solar | EARTH LUG | 4 | 0.002667% | 0.01067% | Earth lugs | Yes
Lines follow your rev2 sample package; each from the supplier with the lower landed cost or the one you used. Change a code and the ROUTE follows.
Truck share this job uses (typical fill) |  |  |  |  | 14.45%
Trips needed |  |  |  |  | 1 | Sum of item shares, so slightly on the safe side
Freight for this job = trips x run cost |  |  |  |  | 17282.1429
Freight line selling price (with freight markup) |  |  |  |  | 19874.4643

## LABOR RATES
LABOR RATES - crew day rates, work day, and man-hours per unit calibrated to your 9.12 kWp grid-tie job
Item | Value | Unit | Source / remarks
CREW DAY RATES (pakyaw, each includes the P150 allowance)
Team lead (electrician) | 3000 | P/day | Your rate, incl. P150 allowance
Skilled installer | 1500 | P/day | Your rate, incl. P150 allowance
Laborer | 1000 | P/day | Your rate, incl. P150 allowance
Allowance included in each rate above | 150 | P/person-day | For reference only; not added again
You, if on site | 5000 | P/day | Your basis in the packages workbook (P4,850 + P150)
WORK DAY
Paid hours per day | 8 | h
Non-productive hours (toolbox talk, tool setup, end-of-day cleanup) | 1 | h | Est.
Round-trip travel to site (on paid time) | 0.5 | h | From MOB-DEMOB
Productive hours per person-day | 6.5 | h
Pay unit (1 = whole days, 0.5 = half days) | 1 | day | Input. Crews paid by the whole day: 1
REFERENCE JOB - your 9.12 kWp grid-tie: 16 panels, 10 kW grid-tie inverter, multi-face roof, custom mounting
Work block | Hours (your figures) | Crew | Man-hours | Who
Roof: panels and mounting | 4 | 2 | 8 | 1 skilled + 1 laborer
Roof: wiring | 2 | 2 | 4 | 1 skilled + 1 laborer
Ground: mounting (inverter, boxes, conduit, ground rod) | 4 | 2 | 8 | Team lead + 1 laborer
Ground: wiring, energization, commissioning | 2 | 2 | 4 | Team lead + 1 laborer
Hand-off | 1 | 2 | 2 | Team lead + 1 laborer (assumed)
Total |  |  | 26
Panels on that job | 16
ROOF RATES
Roof setup per job (part of the mounting hours) | 2 | MH | Est. - ladders, lifeline, layout, hauling tools up
Mounting per panel (L-feet, rails, clamps, panel) | 0.375 | MH/panel
Wiring per panel (panel-to-panel, string runs on the roof) | 0.25 | MH/panel
Check: 16 panels, one pair | 6 | h | Should equal 6 (4 mounting + 2 wiring)
GROUND CALIBRATION
Mounting: weighted units of that job | 8.95
Mounting: man-hours per weighted unit | 0.89385 |  | Makes that job's ground mounting come out at your 4 hours
Wiring: weighted units of that job | 9.3
Wiring: man-hours per weighted unit | 0.43011 |  | Makes that job's ground wiring come out at your 2 hours
Ground task | Mounting weight (Est.) | Wiring weight (Est.) | Man-hours per unit, grid-tie pace | Unit | Your 9.12 kWp grid-tie: quantity (Est. - correct) | Your 13.97 kWp hybrid: quantity (Est. - correct)
Hybrid inverter | 2 | 2 | 2.6479 | per inverter | 0 | 1
Grid-tie inverter | 1 | 1 | 1.324 | per inverter | 1 | 1
Battery pack: anchor and connect (carrying is separate below) | 0.5 | 1 | 0.87703 | per pack | 0 | 2
Enclosure (box, DIN rail, ground bar) | 1 | 0 | 0.89385 | per box | 2 | 3
Breaker, SPD or ATS | 0.2 | 0.3 | 0.3078 | per device | 6 | 15
Conduit or cable tray with supports | 0.15 | 0 | 0.13408 | per m | 25 | 30
Wire pull and terminate (PV home-run, THHN, grounding, battery) | 0 | 0.02 | 0.0086022 | per m | 75 | 90
String home-run MC4 | 0 | 0.25 | 0.10753 | per pair | 2 | 3
Ground rod: drive and bond | 1 | 0.5 | 1.1089 | per rod | 1 | 1
Energize and commission: per job | 0 | 3 | 1.2903 | per job | 1 | 1
Energize and commission: per inverter | 0 | 1 | 0.43011 | per inverter | 1 | 2
Energize and commission: per battery pack | 0 | 0.5 | 0.21505 | per pack | 0 | 2
Check: that job's ground work |  |  | 12 | Should equal 12 (4 + 2 hours x 2 persons)
The weights are my estimates of how long each ground task takes relative to the others. Rows 34 and 36 scale them so your job comes out at your hours. Battery and hybrid rows are scaled, not measured: that job had neither.
BATTERY HAULING
Max weight carried per person | 32 | kg | Your practice: a 125 kg pack carried by 4 people (about 31 kg each). Common manual-handling guidance is about 25 kg per person; a battery hand truck keeps the carry within it.
Carry crew = pack weight / max per person, rounded up, at least 2. Battery hauling man-hours = carry crew x hours per pack (LABOR CALC) x packs. The crew on site is never smaller than the carry crew.
HYBRID REFERENCE JOB - your 13.97 kWp hybrid: 4 people, roof and ground in one normal day
Crew | 4 | persons | Your figure
Man-hours in one day | 26 | MH | 4 persons x one model day (row 13); the troubleshooting that day stays in
Panels | 22 | pcs | Assumed 22 x 635 W = 13.97 kWp
Roof factor: simple roof | 0.75 |  | Est. Your house roof was simpler than the 9.12 kWp job (1.00). Also the default for typical jobs in LABOR CALC
Battery pack weight | 125 | kg | Your figure
Battery hauling hours per pack | 0.5 | h | Est.
Roof man-hours | 11.8125 | MH
Battery carry crew | 4 | persons
Battery hauling man-hours | 4 | MH
Hand-off | 2 | MH
Ground work at the grid-tie pace | 21.8332 | MH | Quantities in column G above
Hybrid ground pace | 0.375 | x | Applied to ground work on any job with a battery or hybrid inverter. Makes this job fit 4 people in one day
On paper your hybrid had more ground work than the 9.12 kWp grid-tie, yet the crew finished it in the same day. So grid-tie jobs run at the grid-tie pace and hybrid jobs at the hybrid pace, each set by your own job.

## MOB-DEMOB
MOB-DEMOB - getting the crew and tools to site and back
Item | Value | Unit | Source / remarks
CREW VEHICLE (company pickup, priced per day used like the shadow truck)
Vehicle value | 1150000 | P | Audited interim FS, Jun 1, 2026
Life | 10 | years | Audited interim FS
Insurance and registration per year | 25000 | P | Est.
Days used per year | 250 | days | Est.
Ownership cost per day used | 560 | P
Diesel price | 100 | P/L | From DRIVERS
Fuel economy | 10 | km/L | Est.
Maintenance per km | 2 | P/km | Est.
Running cost per km | 12 | P/km
SITE (reference: Pila-area job)
One-way km, base to site | 10 | km | From ROUTE
Toll per round trip | 0 | P | Input
One-way travel time | 0.25 | h | Est.
Crew transport per site day | 800 | P | Ownership + round trip km x running cost + toll
Round-trip travel time | 0.5 | h | Comes out of the crew's productive hours (LABOR RATES)
PER JOB
Packaging and debris haul-out and disposal | 500 | P/job | Est. - pallets, panel boxes, battery crates
Mob/demob per job = installation days x crew transport per site day + packaging disposal.
The packages workbook used P3,500 per site day.
Far sites: if the crew has to stay overnight, add lodging and per diem per person-night by hand.

## TOOLS
TOOLS - what the crew tools and test instruments cost per installation day
ORDERS
Order | Store | Merchandise subtotal | Order total paid | Paid / merchandise | Remarks
INGCO order | INGCO (Shopee Mall) | 45061 | 44398 | 0.98529 | Vouchers and shipping spread over the items by value
Ladder order | bigredph | 16440 | 16960 | 1.0316 | Includes 2 car ramps (P7,960), not company tools. Shipping and vouchers spread by value
MC4 crimper kit | Shopee Choice Global | 1255 | 1255 | 1 | Shipping not shown
UNI-T order | unitrend.ph | 44158 | 44008 | 0.9966 | Order total as shown; discount spread by value
INGCO order 2 | INGCO (Shopee Mall) | 2297 | 2297 | 1
UNI-T order 2 | unitrend.ph | 24980 | 24230 | 0.96998 | Voucher spread by value
WAXTRON order | WAXTRON Brand Store PH | 1699 | 1514 | 0.89111 | Vouchers as shown on the order
TOOLS AND TEST INSTRUMENTS
Item | Order | Qty | Price per unit (listed) | Line total | Paid (after vouchers, shipping) | VAT invoice in PL Dev name? (input) | Cost basis | Life, years (Est.) | Cost per year
INGCO 20V cordless combo kit, 3 pcs | INGCO order | 2 | 11956 | 23912 | 23560.1735 | Yes | 21035.8692 | 3 | 7011.9564
INGCO 20V cordless angle grinder | INGCO order | 1 | 7772 | 7772 | 7657.6475 | Yes | 6837.1853 | 3 | 2279.0618
INGCO 20V cordless heat gun HGLI20085 | INGCO order | 1 | 5870 | 5870 | 5783.6324 | Yes | 5163.9575 | 3 | 1721.3192
INGCO HHCT0170 hexagonal hydraulic crimper | INGCO order | 1 | 3467 | 3467 | 3415.9887 | Yes | 3049.9899 | 3 | 1016.6633
INGCO HKISD1201 insulated screwdriver set, 12 pcs | INGCO order | 1 | 1436 | 1436 | 1414.8716 | Yes | 1263.2782 | 2 | 631.6391
INGCO HIKPS28318 insulated pliers set, 3 pcs | INGCO order | 1 | 1282 | 1282 | 1263.1374 | Yes | 1127.8013 | 2 | 563.9006
INGCO HISS1601 insulated scissors | INGCO order | 1 | 770 | 770 | 758.6707 | Yes | 677.3845 | 2 | 338.6923
INGCO HICK1801 insulated cable knife | INGCO order | 1 | 552 | 552 | 543.8782 | Yes | 485.6055 | 2 | 242.8028
ROVER fiberglass foldable multipurpose ladder | Ladder order | 1 | 8480 | 8480 | 8748.2238 | No | 8748.2238 | 5 | 1749.6448
Solar cable connectors with crimper (MC4 kit) | MC4 crimper kit | 1 | 1255 | 1255 | 1255 | No | 1255 | 2 | 627.5
UNI-T UT219PV PV clamp meter + UT-CS09D flexible probe | UNI-T order | 1 | 21680 | 21680 | 21606.3554 | No | 21606.3554 | 5 | 4321.2711
UNI-T UT381PV solar irradiance meter | UNI-T order | 1 | 16098 | 16098 | 16043.3168 | No | 16043.3168 | 5 | 3208.6634
UNI-T UT673PV+ solar MPPT meter | UNI-T order | 1 | 6380 | 6380 | 6358.3278 | No | 6358.3278 | 5 | 1271.6656
INGCO HPTW1425N8 1/4" preset torque wrench, 5-25 N.m | INGCO order 2 | 1 | 1935 | 1935 | 1935 | Yes | 1727.6786 | 3 | 575.8929
INGCO HICCB28160 6-inch insulated cable cutter | INGCO order 2 | 1 | 362 | 362 | 362 | Yes | 323.2143 | 2 | 161.6071
UNI-T UT503PV PV insulation tester | UNI-T order 2 | 1 | 24980 | 24980 | 24230 | No | 24230 | 5 | 4846
WAXTRON digital torque screwdriver set, 1-6 N.m (39 pcs) | WAXTRON order | 1 | 1699 | 1699 | 1514 | No | 1514 | 2 | 757
Total |  |  |  | 127930 | 126450.2238 |  | 121447.1881 |  | 31325.2802
TOOL CHARGE
Repairs, bits, discs, blades, calibration per year (share of cost basis) | 10% | Est.
Job-days per year | 48 | Est. 4 one-day jobs a month
Tool cost per year | 43469.999
Tool charge per installation day | 905.625
VAT: request the e-invoice in PL Development Inc.'s name and TIN wherever the seller issues one; the 12% then comes back as input VAT, so cost basis is the price / 1.12. INGCO (Shopee Mall) is set to Yes; check unitrend.ph and bigredph.
Charged on every installation day in LABOR CALC. Fewer job-days a year means a higher charge per day; the tools cost the same either way.
Not included: the 2 car ramps.

## LABOR CALC
LABOR CALC - takeoff quantities to man-hours, crew, days, labor and mob/demob cost. Change any quantity; the crew follows
Job | Small grid-tie 3 kWp | P1 5 kWp / 6 kW / 11.8 kWh | P2 7 kWp / 8 kW / 15.4 kWh | P3 9 kWp / 10 kW / 20.5 kWh | P4 11 kWp / 12 kW / 20.5 kWh | Check: your 9.12 kWp grid-tie | Check: your 13.97 kWp hybrid (4 people, 1 day) | This job (from the JOB sheet) | Remarks
TAKEOFF QUANTITIES (input; on the job sheet these come from the BOM)
Panels | 5 | 8 | 11 | 14 | 17 | 16 | 22 | 8 | 13.97 kWp hybrid column: 22 x 635 W assumed; its other quantities are my guesses
Hybrid inverters | 0 | 1 | 1 | 1 | 1 | 0 | 1 | 1
Grid-tie inverters | 1 | 0 | 0 | 0 | 0 | 1 | 1 | 0
Battery packs | 0 | 1 | 1 | 2 | 2 | 0 | 2 | 1
Battery pack weight, kg | 0 | 110 | 140.5 | 88 | 88 | 0 | 125 | 111 | Boxed weight from the DB (P1 JK 230Ah 110 kg; P2 Felicity 300Ah 140.5 kg; P3/P4 Felicity 200Ah 88 kg each). Use the unboxed weight if you unbox at the truck
Battery hauling hours per pack | 0.5 | 0.5 | 0.5 | 0.5 | 0.5 | 0.5 | 0.5 | 0.5 | Est. 0.5 = ground floor, short carry from the truck; 1.0 or more upstairs or long carry
Enclosures (metal boxes, DU box) | 2 | 3 | 3 | 3 | 3 | 2 | 3 | 2
Breakers, SPDs, ATS | 5 | 13 | 13 | 13 | 13 | 6 | 15 | 13
Conduit and cable tray, m | 20 | 32 | 32 | 32 | 32 | 25 | 30 | 32
Wire, m (PV, THHN, grounding, battery) | 50 | 69 | 76 | 85 | 92 | 75 | 90 | 65
String home-run MC4 pairs | 2 | 4 | 5 | 6 | 7 | 2 | 3 | 4
Ground rods | 1 | 1 | 1 | 1 | 1 | 1 | 1 | 1
Roof difficulty factor | 0.75 | 0.75 | 0.75 | 0.75 | 0.75 | 1 | 0.75 | 0.75 | Simple roof (LABOR RATES row 63) for typical jobs. 1.00 = your 9.12 kWp multi-face roof with custom mounting; 1.25 two-storey or steep; 1.50 clay or concrete tile (Est.)
Roof closed within (days) | 1 | 1 | 1 | 1 | 1 | 1 | 1 | 1 | Input. 1 = no open roof penetrations overnight
Max installation days | 2 | 2 | 2 | 2 | 2 | 2 | 2 | 2 | Input
Your days on site (optional) | 0 | 0 | 0 | 0 | 0 | 0 | 0 | 0 | Input. 0 = the crew energizes and commissions, as on your 9.12 kWp job
MAN-HOURS (quantity x LABOR RATES)
Roof: setup + panel mounting, x roof factor | 2.9062 | 3.75 | 4.5938 | 5.4375 | 6.2812 | 8 | 7.6875 | 3.75
Roof: wiring, x roof factor | 0.9375 | 1.5 | 2.0625 | 2.625 | 3.1875 | 4 | 4.125 | 1.5
Roof man-hours | 3.8438 | 5.25 | 6.6562 | 8.0625 | 9.4688 | 12 | 11.8125 | 5.25
Ground pace (1.00 = grid-tie; hybrid jobs use your hybrid day) | 1 | 0.375 | 0.375 | 0.375 | 0.375 | 1 | 0.375 | 0.375
Persons to carry one battery pack | 0 | 4 | 5 | 3 | 3 | 0 | 4 | 4
Hybrid inverters | 0 | 0.99298 | 0.99298 | 0.99298 | 0.99298 | 0 | 0.99298 | 0.99298
Grid-tie inverters | 1.324 | 0 | 0 | 0 | 0 | 1.324 | 0.49649 | 0
Battery packs: anchor and connect | 0 | 0.32889 | 0.32889 | 0.65778 | 0.65778 | 0 | 0.65778 | 0.32889
Enclosures | 1.7877 | 1.0056 | 1.0056 | 1.0056 | 1.0056 | 1.7877 | 1.0056 | 0.67039
Breakers, SPDs, ATS | 1.539 | 1.5005 | 1.5005 | 1.5005 | 1.5005 | 1.8468 | 1.7314 | 1.5005
Conduit and tray | 2.6816 | 1.6089 | 1.6089 | 1.6089 | 1.6089 | 3.352 | 1.5084 | 1.6089
Wire | 0.43011 | 0.22258 | 0.24516 | 0.27419 | 0.29678 | 0.64516 | 0.29032 | 0.20968
MC4 | 0.21505 | 0.16129 | 0.20161 | 0.24194 | 0.28226 | 0.21505 | 0.12097 | 0.16129
Ground rods | 1.1089 | 0.41584 | 0.41584 | 0.41584 | 0.41584 | 1.1089 | 0.41584 | 0.41584
Energize and commission | 1.7204 | 0.72581 | 0.72581 | 0.80645 | 0.80645 | 1.7204 | 0.96775 | 0.72581
Battery hauling (carry crew x hours x packs) | 0 | 2 | 2.5 | 3 | 3 | 0 | 4 | 2
Ground work man-hours | 10.8068 | 8.9625 | 9.5254 | 10.5043 | 10.5672 | 12 | 12.1875 | 8.6144
Hand-off | 2 | 2 | 2 | 2 | 2 | 2 | 2 | 2
Installation man-hours | 16.6505 | 16.2125 | 18.1816 | 20.5668 | 22.0359 | 26 | 26 | 15.8644
CREW AND DAYS - one crew: team lead + 1 laborer (ground) and pairs of 1 skilled + 1 laborer (roof); everyone works the whole day
Productive hours per person-day | 6.5 | 6.5 | 6.5 | 6.5 | 6.5 | 6.5 | 6.5 | 6.5
Minimum pairs to close the roof in time | 1 | 1 | 1 | 1 | 1 | 1 | 1 | 1
Minimum pairs to carry a battery pack | 0 | 1 | 2 | 1 | 1 | 0 | 1 | 1 | Crew on site = 2 + 2 x pairs, so it is never smaller than the carry crew
Minimum pairs | 1 | 1 | 2 | 1 | 1 | 1 | 1 | 1
Max pairs (input) | 2 | 2 | 2 | 2 | 2 | 2 | 2 | 2 | Input. Est.: one team lead can direct about 6 people on a house
Option 1: 1 pair = 4 persons - days | 1 | 1 | 1 | 1 | 1 | 1 | 1 | 1
Option 1 - labor + crew transport | 7300 | 7300 | 7300 | 7300 | 7300 | 7300 | 7300 | 7300
Option 2: 2 pairs = 6 persons - days | 1 | 1 | 1 | 1 | 1 | 1 | 1 | 1
Option 2 - labor + crew transport | 9800 | 9800 | 9800 | 9800 | 9800 | 9800 | 9800 | 9800
Option 3: 3 pairs = 8 persons - days | 1 | 1 | 1 | 1 | 1 | 1 | 1 | 1
Option 3 - labor + crew transport | 12300 | 12300 | 12300 | 12300 | 12300 | 12300 | 12300 | 12300
Pairs chosen | 1 | 1 | 2 | 1 | 1 | 1 | 1 | 1 | Cheapest option that closes the roof in time, can carry the battery, and stays within max days and max pairs; if none does, the largest allowed crew
Installation days | 1 | 1 | 1 | 1 | 1 | 1 | 1 | 1
Persons on site | 4 | 4 | 6 | 4 | 4 | 4 | 4 | 4
Crew | 1 team lead, 1 skilled, 2 laborers | 1 team lead, 1 skilled, 2 laborers | 1 team lead, 2 skilled, 3 laborers | 1 team lead, 1 skilled, 2 laborers | 1 team lead, 1 skilled, 2 laborers | 1 team lead, 1 skilled, 2 laborers | 1 team lead, 1 skilled, 2 laborers | 1 team lead, 1 skilled, 2 laborers
Hours the roof needs with these pairs | 1.9219 | 2.625 | 1.6641 | 4.0312 | 4.7344 | 6 | 5.9062 | 2.625
LABOR COST
Team lead | 3000 | 3000 | 3000 | 3000 | 3000 | 3000 | 3000 | 3000
Skilled installers | 1500 | 1500 | 3000 | 1500 | 1500 | 1500 | 1500 | 1500
Laborers | 2000 | 2000 | 3000 | 2000 | 2000 | 2000 | 2000 | 2000
You on site | 0 | 0 | 0 | 0 | 0 | 0 | 0 | 0
Total labor | 6500 | 6500 | 9000 | 6500 | 6500 | 6500 | 6500 | 6500
Person-days | 4 | 4 | 6 | 4 | 4 | 4 | 4 | 4
MOB/DEMOB
Site days | 1 | 1 | 1 | 1 | 1 | 1 | 1 | 1
Crew transport | 800 | 800 | 800 | 800 | 800 | 800 | 800 | 800
Packaging disposal | 500 | 500 | 500 | 500 | 500 | 500 | 500 | 500
Total mob/demob | 1300 | 1300 | 1300 | 1300 | 1300 | 1300 | 1300 | 1300
LABOR + MOB/DEMOB | 7800 | 7800 | 10300 | 7800 | 7800 | 7800 | 7800 | 7800
Packages workbook (Sep 30), same lines |  | 21500 | 21500 | 22500 | 25000 |  |  |  | Lead 1 day, skilled 1 per roof crew, helpers, commissioning day P8,000, mob/demob P3,500 x 2 days
Difference |  | -13700 | -11200 | -14700 | -17200
TOOLS
Tool charge (installation days x charge per day, TOOLS) | 905.625 | 905.625 | 905.625 | 905.625 | 905.625 | 905.625 | 905.625 | 905.625
LABOR + MOB/DEMOB + TOOLS | 8705.625 | 8705.625 | 11205.625 | 8705.625 | 8705.625 | 8705.625 | 8705.625 | 8705.625